## Disclaimer
Our policy is one of continuous development. Accordingly the design of our products may change at any time.
Whilst every effort is made to produce up to date literature, this document should only be regarded as a guide and is intended for information purposes only.
Its contents do not constitute an offer for sale or advice on the application of any product referred to in it. We cannot be held responsible for any reliance on any decisions taken on its contents without specific advice.

## Cortec Phase 1 (hidden)
Information required with order
Versions | Order - No.
P12x Overcurrent protection | P12 | 3 |  | 0 | 0 |  |  |  | 1
Variant
Expert - 3 Phase and Earth Overcurrent |  | 3
Earth current input
0.1 - 40 Ion |  |  | A
0.01 - 8 Ion |  |  | B
0.002 - 1 Ion |  |  | C
Auxiliary voltage | Digital input voltage
24 - 60 Vdc | 24 - 60 Vdc |  |  |  |  | A
48 - 150 Vdc | 48 - 150 Vdc |  |  |  |  | F
125 - 250 Vdc /100 - 250 Vac | 105 - 145 Vdc |  |  |  |  | H
130 - 250 Vdc /100 - 250 Vac | 48 - 250 Vdc / 48 - 250 Vac |  |  |  |  | M
48 - 150 Vdc | 48 - 150 Vdc (ac immune) |  |  |  |  | T
130 - 250 Vdc /110 - 250 Vac | 48 - 250 Vdc (ac immune) |  |  |  |  | U
Communication interface
MODBUS | [6 empty] | 1
KBUS / COURIER | [6 empty] | 2
IEC 60870-5-103 | [6 empty] | 3
DNP3 | [6 empty] | 4
Language
French | [7 empty] | 0
English / American | [7 empty] | 1
Spanish | [7 empty] | 2
German | [7 empty] | 3
Italian | [7 empty] | 4
Russian | [7 empty] | 5
Polish | [7 empty] | 6
Portuguese : not available | [7 empty] | 7
Dutch | [7 empty] | 8
Czech | [7 empty] | A
Hungarian | [7 empty] | B
Greek | [7 empty] | C
Turkish : not available | [7 empty] | E
Platform
Phase 1 | [8 empty] | 1

## Cortec
Order form |  |  | MiCOM P123
Ready-to-use configuration
P12x Overcurrent protection | P12 | 3 |  | 0 | 0
Variant
Expert - 3 Phase and Earth Overcurrent |  | 3
Earth current input
0.1 - 40 Ion |  |  | A
0.01 - 8 Ion |  |  | B
0.002 - 1 Ion |  |  | C
Auxiliary voltage | Digital input voltage
48 - 250 Vdc / 48 - 240 Vac | 24 - 250 Vdc |  |  |  |  | T
48 - 250 Vdc / 48 - 240 Vac | 110 Vdc -30% / +20% |  |  |  |  | V
48 - 250 Vdc / 48 - 240 Vac | 220 Vdc -30% / +20% |  |  |  |  | W
24 - 250 Vdc / 48 - 240 Vac | 24 - 250 Vdc / 24 - 240 Vac |  |  |  |  | Z
Communication interface
MODBUS | [6 empty] | 1
KBUS / COURIER | [6 empty] | 2
IEC 60870-5-103 | [6 empty] | 3
DNP3 | [6 empty] | 4
Language
French | [7 empty] | 0
English / American | [7 empty] | 1
Spanish | [7 empty] | 2
German | [7 empty] | 3
Italian | [7 empty] | 4
Russian | [7 empty] | 5
Polish | [7 empty] | 6
Portuguese 2) | [7 empty] | 7
Dutch | [7 empty] | 8
Czech | [7 empty] | A
Hungarian | [7 empty] | B
Greek | [7 empty] | C
Chinese 5) | [7 empty] | D
Turkish 3) | [7 empty] | E
Platform
SE look&feel Phase 2 | [8 empty] | 2
SE look&feel Phase 2 with larger LCD | [8 empty] | 3
Latest Major Software release
V ?.? | [9 empty] | ?
Latest Minor Software release
V ?.? | [10 empty] | ?
Mounting option
None (default) 4) | [11 empty] | 0
Pre-fixed HMI (no withdrawability) | [11 empty] | 1
Sealed cover 4) | [11 empty] | 2
Pre-fixed HMI + Sealed cover | [11 empty] | 3
NOTES :
2) Only available with Phase 2 Hardware and software V11.D or later
3) Only available with Phase 2 Hardware and software V11 or later
4) Not available with Auxiary / Digital input code T
5) Only available with Phase 2 Hardware with larger LCD

## Phase 1 to Phase 2 Equivalent (hidden)
MiCOM - P123 - NOMENCLATURE
| 1-3 | 4 | 5 | 6 | 7 | 8 | 9 | 10 | 11 | 12 | 13 | 14
Phase 1 VARIANT | P12 | 3 |  | 0 | 0 | T |  |  |  | E | 1 | 1
Phase 2 VARIANT | P12 | 3 |  | 0 | 0 | T |  |  |  | * | * | 1
This is the direct equivalent to Phase 1 and has option for setting conversion / migration
| 1-3: Other more expansive software version are available but would not provide setting file compatability. | A | A | C | A
| 1-3: Please refer to configurator sheet for additional software availability. | F | F | C | A
[13 empty] | H | H | C | A
[13 empty] | M | F | C | A
[13 empty] | T | T | C | A
[13 empty] | U | T | C | A
[13 empty] | V | V | C | A
[13 empty] | W | W | C | A
[13 empty] | Z | Z | C | A

## Configurator
Order form configurator | MiCOM P123
Ready-to-use configuration
| 1-3 | 4 | 5 | 6 | 7 | 8 | 9 | 10 | 11 | 12 | 13 | 14
Expert Three Phase and Earth Overcurrent Relay | P12 | 3 | B | 0 | 0 | T | 3 | 1 | 2 | E | C | 1
Options available are derived from the last version available with the specified hardware version ( i.e. using this date -------------->) | Ready-to-use configuration 1-3: 2026-07-30
SAP PART NUMBER | Ready-to-use configuration 1-3: E123B00T312EC1
Earth Current Input
B
Auxiliary Voltage / Digital Input Voltage | bar: Ready-to-use configuration 1-3 to Ready-to-use configuration 4
T
Communication
3
Default HMI (Human / Machine Interface) Language
1
Hardware Version
Phase 2 with standard display | Ready-to-use configuration 1-3: 2
Software Version
EC
Mounting option :
1

## Master Text
P123B00T312EC1
Expert Three Phase and Earth Overcurrent
Earth Current Input :
0.01 to 8 Ion x Nominal Earth Current
Auxiliary Voltage :
48 - 250 Vdc / 48 - 240 Vac
Digital Input Voltage :
24 - 250 Vdc
Communication Protocol :
IEC60870-5-103
Default HMI Language :
English / American
Hardware Version :
Phase 2 with standard display
Software Version :
#N/A
Mounting option :
Pre-fixed HMI (no withdrawability)

## BOM
P123B00T312EC1 | Requirement Keys | [8 empty] | Attribute Keys |  |  |  |  | Quantity | Location
| 5 | 6 | 7 | 8 | 9 | 10 | 11 | 14 |  |  | Item | Description | Quantity | Location
[7 empty] | 2 |  | 2 | 2 | EGN0382004 | Case and Chassis | 1 | 1, 4 | 1 | 1, 4
[7 empty] | 2 |  | 2 | 3 | EGN0382004 | Case and Chassis | 1 | 1, 4
[7 empty] | 2 |  | 2 | 2 | E518414101 | Assy front interface 20TE | 1 | 2, 3, 6, 11, 12, 23 | 1 | 2, 3, 6, 11, 12, 23
[7 empty] | 2 |  | 2 | 3 | E518414114 | Assy front interface 20TE | 1 | 2, 3, 6, 11, 12, 23
| B |  |  | T |  |  | 2 |  | BT2 | AT2 | E20720773F | Power supply board | 1 | 7
| B |  |  | T |  |  | 2 |  | BT2 | BT2 | E20720774F | Power supply board | 1 | 7 | 1 | 7
| B |  |  | T |  |  | 2 |  | BT2 | CT2 | E20715096F | Power supply board | 1 | 7
| B |  |  | T |  |  | 2 |  | BT2 | AV2 | E20715113V | Power supply board | 1 | 7
| B |  |  | T |  |  | 2 |  | BT2 | BV2 | E20720794V | Power supply board | 1 | 7
| B |  |  | T |  |  | 2 |  | BT2 | CV2 | E20715116V | Power supply board | 1 | 7
| B |  |  | T |  |  | 2 |  | BT2 | AW2 | E20715113W | Power supply board | 1 | 7
| B |  |  | T |  |  | 2 |  | BT2 | BW2 | E20720794W | Power supply board | 1 | 7
| B |  |  | T |  |  | 2 |  | BT2 | CW2 | E20720796W | Power supply board | 1 | 7
| B |  |  | T |  |  | 2 |  | BT2 | AZ2 | E20720813Z | Power supply board | 1 | 7
| B |  |  | T |  |  | 2 |  | BT2 | BZ2 | E20720814Z | Power supply board | 1 | 7
| B |  |  | T |  |  | 2 |  | BT2 | CZ2 | E20718236Z | Power supply board | 1 | 7
| B |  |  | T |  |  | 2 |  | BT2 | AT3 | E20720773F | Power supply board | 1 | 7
| B |  |  | T |  |  | 2 |  | BT2 | BT3 | E20720774F | Power supply board | 1 | 7
| B |  |  | T |  |  | 2 |  | BT2 | CT3 | E20715096F | Power supply board | 1 | 7
| B |  |  | T |  |  | 2 |  | BT2 | AV3 | E20715113V | Power supply board | 1 | 7
| B |  |  | T |  |  | 2 |  | BT2 | BV3 | E20720794V | Power supply board | 1 | 7
| B |  |  | T |  |  | 2 |  | BT2 | CV3 | E20715116V | Power supply board | 1 | 7
| B |  |  | T |  |  | 2 |  | BT2 | AW3 | E20715113W | Power supply board | 1 | 7
| B |  |  | T |  |  | 2 |  | BT2 | BW3 | E20720794W | Power supply board | 1 | 7
| B |  |  | T |  |  | 2 |  | BT2 | CW3 | E20720796W | Power supply board | 1 | 7
| B |  |  | T |  |  | 2 |  | BT2 | AZ3 | E20720813Z | Power supply board | 1 | 7
| B |  |  | T |  |  | 2 |  | BT2 | BZ3 | E20720814Z | Power supply board | 1 | 7
| B |  |  | T |  |  | 2 |  | BT2 | CZ3 | E20718236Z | Power supply board | 1 | 7
|  |  |  | T |  |  | 2 |  | T2 | T2 | E207134201 | Extension board | 1 | 15 | 1 | 15
|  |  |  | T |  |  | 2 |  | T2 | V2 | E207150504 | Extension board | 1 | 15
|  |  |  | T |  |  | 2 |  | T2 | W2 | E207150507 | Extension board | 1 | 15
|  |  |  | T |  |  | 2 |  | T2 | Z2 | E207134201 | Extension board | 1 | 15
|  |  |  | T |  |  | 2 |  | T2 | T3 | E207134201 | Extension board | 1 | 15
|  |  |  | T |  |  | 2 |  | T2 | V3 | E207150504 | Extension board | 1 | 15
|  |  |  | T |  |  | 2 |  | T2 | W3 | E207150507 | Extension board | 1 | 15
|  |  |  | T |  |  | 2 |  | T2 | Z3 | E207134201 | Extension board | 1 | 15
[7 empty] | 2 | 1 | 21 | 21 | EZB4018119 | Self tapping screw | 4 | 19 | 4 | 19
[7 empty] | 2 | 1 | 21 | 31 | EZB4018119 | Self tapping screw | 4 | 19
[7 empty] | 2 | 1 | 21 | 22 | EGN0055001 | Sealed cover 20TE | 1 | 8
[7 empty] | 2 | 1 | 21 | 32 | EGN0055001 | Sealed cover 20TE | 1 | 8
[7 empty] | 2 | 1 | 21 | 23 | EGN0055002 | Sealed cover 20TE | 1 | 8
[7 empty] | 2 | 1 | 21 | 23 | EZB4018119 | Self tapping screw | 4 | 19
[7 empty] | 2 | 1 | 21 | 33 | EGN0055002 | Sealed cover 20TE | 1 | 8
[7 empty] | 2 | 1 | 21 | 33 | EZB4018119 | Self tapping screw | 4 | 19
[11 empty] | EZB5321126 | Screw M3 X 16 recessed pan head steel | 4 | 9 | 4 | 9
[11 empty] | EZB5017036 | Washer | 4 | 13 | 4 | 13
[11 empty] | EZB4018118 | Self tapping screw | 12 | 10 | 12 | 10
[11 empty] | E517725101 | Product Label | 4 | 17 | 4 | 17
| B |  |  | T |  |  |  |  | BT | CV | E517681101 | 2 Pt 2 Wire Connector (PL3) | 1 | 20
| B |  |  | T |  |  |  |  | BT | CV | E517681103 | 4 Pt 4 Wire Connector (PL4) | 1 | 22
| B |  |  | T |  |  |  |  | BT | CV | E517681102 | 4 Pt 3 Wire Connector (PL5) | 1 | 21
| B |  |  | T |  |  |  |  | BT | CV | EGJ0013086 | Terminal Block 27 Way | 1 | 5
| B |  |  | T |  |  |  |  | BT | CZ | E517681101 | 2 Pt 2 Wire Connector (PL3) | 1 | 20
| B |  |  | T |  |  |  |  | BT | CZ | E517681103 | 4 Pt 4 Wire Connector (PL4) | 1 | 22
| B |  |  | T |  |  |  |  | BT | CZ | E517681102 | 4 Pt 3 Wire Connector (PL5) | 1 | 21
| B |  |  | T |  |  |  |  | BT | CZ | EGJ0013086 | Terminal Block 27 Way | 1 | 5
| B |  |  | T |  |  |  |  | BT | CT | E517681101 | 2 Pt 2 Wire Connector (PL3) | 1 | 20
| B |  |  | T |  |  |  |  | BT | CT | E517681103 | 4 Pt 4 Wire Connector (PL4) | 1 | 22
| B |  |  | T |  |  |  |  | BT | CT | E517681102 | 4 Pt 3 Wire Connector (PL5) | 1 | 21
| B |  |  | T |  |  |  |  | BT | CT | EGJ0013086 | Terminal Block 27 Way | 1 | 5
| B |  |  | T |  |  |  |  | BT | AV | E517681101 | 2 Pt 2 Wire Connector (PL3) | 1 | 20
| B |  |  | T |  |  |  |  | BT | AV | E517681103 | 4 Pt 4 Wire Connector (PL4) | 1 | 22
| B |  |  | T |  |  |  |  | BT | AV | E517681102 | 4 Pt 3 Wire Connector (PL5) | 1 | 21
| B |  |  | T |  |  |  |  | BT | AV | EGJ0013086 | Terminal Block 27 Way | 1 | 5
| B |  |  | T |  |  |  |  | BT | AW | E517681101 | 2 Pt 2 Wire Connector (PL3) | 1 | 20
| B |  |  | T |  |  |  |  | BT | AW | E517681103 | 4 Pt 4 Wire Connector (PL4) | 1 | 22
| B |  |  | T |  |  |  |  | BT | AW | E517681102 | 4 Pt 3 Wire Connector (PL5) | 1 | 21
| B |  |  | T |  |  |  |  | BT | AW | EGJ0013086 | Terminal Block 27 Way | 1 | 5
[11 empty] | E517837101 | Extractor | 1 | 23 | 1 | 23
[11 empty] | E843992001 | Cable Ties | 3 |  | 3
[11 empty] | E517719101 | Screw Pack | 1 |  | 1
[11 empty] | E518326101 | Connection Diagram | 1 |  | 1
[11 empty] | EA00026928 | VCI Bag | 1 |  | 1
[11 empty] | E518327101 | 20TE Cardboard Box | 1 |  | 1
[11 empty] | E517060101 | Operator label | 4 |  | 4
1

## O2Kill (hidden)
O2 Blocked
E123A00H112CC0 | 0 | 1 | E123A00H112CC1 | E123A00H112EB0 | 0 | 1 | E123A00H112EB1
E123A00H112EA1 | 1 | 2 | E123A00H112EA2 | E123A00H412EB0 | 0 | 1 | E123A00H412EB1
E123A00H122EA0 | 0 | 1 | E123A00H122EA1 | E123A00T112CE1 | 1 | 2 | E123A00T112CE2
E123A00H402CF0 | 0 | 1 | E123A00H402CF1 | E123A00T122EB1 | 1 | 2 | E123A00T122EB2
E123A00H412CC0 | 0 | 1 | E123A00H412CC1 | E123A00T162EA1 | 1 | 2 | E123A00T162EA2
E123A00H412CD0 | 0 | 1 | E123A00H412CD1 | E123A00V112EB1 | 1 | 2 | E123A00V112EB2
E123A00H412CE0 | 0 | 1 | E123A00H412CE1 | E123A00W122BD1 | 1 | 2 | E123A00W122BD2
E123A00T102CC1 | 1 | 2 | E123A00T102CC2 | E123A00W1D3EA0 | 0 | 1 | E123A00W1D3EA1
E123A00T112AE1 | 1 | 2 | E123A00T112AE2 | E123A00Z112EB3 | 3 | 4 | E123A00Z112EB4
E123A00T112CC3 | 3 | 4 | E123A00T112CC4 | E123A00Z222EB0 | 0 | 1 | E123A00Z222EB1
E123A00T112CF1 | 1 | 2 | E123A00T112CF2 | E123A00Z312EB1 | 1 | 2 | E123A00Z312EB2
E123A00T112DA1 | 1 | 2 | E123A00T112DA2 | E123B00T352EB1 | 1 | 2 | E123B00T352EB2
E123A00T112DA3 | 3 | 4 | E123A00T112DA4 | E123B00V112EB0 | 0 | 1 | E123B00V112EB1
E123A00T112DB1 | 1 | 2 | E123A00T112DB2 | E123B00V112EB1 | 1 | 2 | E123B00V112EB2
E123A00T112EA1 | 1 | 2 | E123A00T112EA2 | E123B00V152EA0 | 0 | 1 | E123B00V152EA1
E123A00T112EA3 | 3 | 4 | E123A00T112EA4 | E123B00W152EB2 | 2 | 3 | E123B00W152EB3
E123A00T122EB1 | 1 | 2 | E123A00T122EB2 | E123B00W312EB0 | 0 | 1 | E123B00W312EB1
E123A00T212EA3 | 3 | 4 | E123A00T212EA4 | E123B00Z102EB0 | 0 | 1 | E123B00Z102EB1
E123A00T312CC3 | 3 | 4 | E123A00T312CC4 | E123B00Z112DA0 | 0 | 1 | E123B00Z112DA1
E123A00T312CE1 | 1 | 2 | E123A00T312CE2 | E123B00Z112EB2 | 2 | 3 | E123B00Z112EB3
E123A00T312CF1 | 1 | 2 | E123A00T312CF2 | E123B00Z122CE0 | 0 | 1 | E123B00Z122CE1
E123A00T322CE1 | 1 | 2 | E123A00T322CE2 | E123B00Z212EA0 | 0 | 1 | E123B00Z212EA1
E123A00T412CC1 | 1 | 2 | E123A00T412CC2 | E123B00Z212EB0 | 0 | 1 | E123B00Z212EB1
E123A00T412EB3 | 3 | 4 | E123A00T412EB4 | E123B00Z312EB1 | 1 | 2 | E123B00Z312EB2
E123A00V112CD1 | 1 | 2 | E123A00V112CD2 | E123B00Z352EB0 | 0 | 1 | E123B00Z352EB1
E123A00V112EA0 | 0 | 1 | E123A00V112EA1 | E123C00W152EB0 | 0 | 1 | E123C00W152EB1
E123A00V1D3CC0 | 0 | 1 | E123A00V1D3CC1 | E123C00Z112EB1 | 1 | 2 | E123C00Z112EB2
E123A00V1D3CF0 | 0 | 1 | E123A00V1D3CF1 | E123C00Z152EB0 | 0 | 1 | E123C00Z152EB1
E123A00V222CC0 | 0 | 1 | E123A00V222CC1 | E123C00Z1D3EC1 | 1 | 2 | E123C00Z1D3EC2
E123A00V262EA0 | 0 | 1 | E123A00V262EA1 | E123C00Z1D3EC3 | 3 | 4 | E123C00Z1D3EC4
E123A00V312CD1 | 1 | 2 | E123A00V312CD2 | E123C00Z312EA3 | 3 | 4 | E123C00Z312EA4
E123A00V312CE0 | 0 | 1 | E123A00V312CE1 | E123C00Z412EB0 | 0 | 1 | E123C00Z412EB1
E123A00V312EB0 | 0 | 1 | E123A00V312EB1 | E123RB01Z102CE0 | 0 | 1 | E123RB01Z102C1
E123A00V412CF0 | 0 | 1 | E123A00V412CF1 | E123RB05Z212CE0 | 0 | 1 | E123RB05Z212C1
E123A00W112CC0 | 0 | 1 | E123A00W112CC1 | E123RC05Z152CE0 | 0 | 1 | E123RC05Z152C1
E123A00W112CD1 | 1 | 2 | E123A00W112CD2
E123A00W112EA0 | 0 | 1 | E123A00W112EA1
E123A00W122BE2 | 2 | 3 | E123A00W122BE3
E123A00W122CC2 | 2 | 3 | E123A00W122CC3
E123A00W152BE0 | 0 | 1 | E123A00W152BE1
E123A00W152CC0 | 0 | 1 | E123A00W152CC1
E123A00W152CE0 | 0 | 1 | E123A00W152CE1
E123A00W152CF0 | 0 | 1 | E123A00W152CF1
E123A00W152DB0 | 0 | 1 | E123A00W152DB1
E123A00W152EA2 | 2 | 3 | E123A00W152EA3
E123A00W1D3CC0 | 0 | 1 | E123A00W1D3CC1
E123A00W1D3DA0 | 0 | 1 | E123A00W1D3DA1
E123A00W222CC2 | 2 | 3 | E123A00W222CC3
E123A00W222EA1 | 1 | 2 | E123A00W222EA2
E123A00W312CD1 | 1 | 2 | E123A00W312CD2
E123A00W352CE0 | 0 | 1 | E123A00W352CE1
E123A00Z102CC0 | 0 | 1 | E123A00Z102CC1
E123A00Z102CE0 | 0 | 1 | E123A00Z102CE1
E123A00Z102CF0 | 0 | 1 | E123A00Z102CF1
E123A00Z102EA0 | 0 | 1 | E123A00Z102EA1
E123A00Z112BE0 | 0 | 1 | E123A00Z112BE1
E123A00Z112CC0 | 0 | 1 | E123A00Z112CC1
E123A00Z112CC1 | 1 | 2 | E123A00Z112CC2
E123A00Z112CD0 | 0 | 1 | E123A00Z112CD1
E123A00Z112CD1 | 1 | 2 | E123A00Z112CD2
E123A00Z112CE1 | 1 | 2 | E123A00Z112CE2
E123A00Z112CF0 | 0 | 1 | E123A00Z112CF1
E123A00Z112CF1 | 1 | 2 | E123A00Z112CF2
E123A00Z112DA0 | 0 | 1 | E123A00Z112DA1
E123A00Z112DB0 | 0 | 1 | E123A00Z112DB1
E123A00Z112DB1 | 1 | 2 | E123A00Z112DB2
E123A00Z112EB3 | 3 | 4 | E123A00Z112EB4
E123A00Z122BF0 | 0 | 1 | E123A00Z122BF1
E123A00Z122BF1 | 1 | 2 | E123A00Z122BF2
E123A00Z122CC0 | 0 | 1 | E123A00Z122CC1
E123A00Z122CD0 | 0 | 1 | E123A00Z122CD1
E123A00Z122CF0 | 0 | 1 | E123A00Z122CF1
E123A00Z122DB0 | 0 | 1 | E123A00Z122DB1
E123A00Z122EA0 | 0 | 1 | E123A00Z122EA1
E123A00Z142BF0 | 0 | 1 | E123A00Z142BF1
E123A00Z142EB0 | 0 | 1 | E123A00Z142EB1
E123A00Z152CC0 | 0 | 1 | E123A00Z152CC1
E123A00Z152CF0 | 0 | 1 | E123A00Z152CF1
E123A00Z152EA0 | 0 | 1 | E123A00Z152EA1
E123A00Z162CC0 | 0 | 1 | E123A00Z162CC1
E123A00Z162CE0 | 0 | 1 | E123A00Z162CE1
E123A00Z1D3CF0 | 0 | 1 | E123A00Z1D3CF1
E123A00Z212BF0 | 0 | 1 | E123A00Z212BF1
E123A00Z212CC0 | 0 | 1 | E123A00Z212CC1
E123A00Z212CD0 | 0 | 1 | E123A00Z212CD1
E123A00Z212CE0 | 0 | 1 | E123A00Z212CE1
E123A00Z212DB0 | 0 | 1 | E123A00Z212DB1
E123A00Z212EA0 | 0 | 1 | E123A00Z212EA1
E123A00Z222CC0 | 0 | 1 | E123A00Z222CC1
E123A00Z222CD0 | 0 | 1 | E123A00Z222CD1
E123A00Z222CE0 | 0 | 1 | E123A00Z222CE1
E123A00Z222CF0 | 0 | 1 | E123A00Z222CF1
E123A00Z222EA0 | 0 | 1 | E123A00Z222EA1
E123A00Z302CE0 | 0 | 1 | E123A00Z302CE1
E123A00Z302EB0 | 0 | 1 | E123A00Z302EB1
E123A00Z312BD0 | 0 | 1 | E123A00Z312BD1
E123A00Z312CC0 | 0 | 1 | E123A00Z312CC1
E123A00Z312CC1 | 1 | 2 | E123A00Z312CC2
E123A00Z312CD0 | 0 | 1 | E123A00Z312CD1
E123A00Z312CE0 | 0 | 1 | E123A00Z312CE1
E123A00Z312CE1 | 1 | 2 | E123A00Z312CE2
E123A00Z312CF0 | 0 | 1 | E123A00Z312CF1
E123A00Z312CF1 | 1 | 2 | E123A00Z312CF2
E123A00Z312DB0 | 0 | 1 | E123A00Z312DB1
E123A00Z312EA0 | 0 | 1 | E123A00Z312EA1
E123A00Z332BD0 | 0 | 1 | E123A00Z332BD1
E123A00Z332DB0 | 0 | 1 | E123A00Z332DB1
E123A00Z362CC0 | 0 | 1 | E123A00Z362CC1
E123A00Z412AE0 | 0 | 1 | E123A00Z412AE1
E123A00Z412BE0 | 0 | 1 | E123A00Z412BE1
E123A00Z412BF0 | 0 | 1 | E123A00Z412BF1
E123A00Z412CC0 | 0 | 1 | E123A00Z412CC1
E123A00Z412CD0 | 0 | 1 | E123A00Z412CD1
E123A00Z412CE0 | 0 | 1 | E123A00Z412CE1
E123A00Z422BF0 | 0 | 1 | E123A00Z422BF1
E123A00Z422CC0 | 0 | 1 | E123A00Z422CC1
E123A00Z422CD0 | 0 | 1 | E123A00Z422CD1
E123A00Z422CE0 | 0 | 1 | E123A00Z422CE1
E123A00Z422DB0 | 0 | 1 | E123A00Z422DB1
E123A00Z422EA0 | 0 | 1 | E123A00Z422EA1
E123B00H112CF0 | 0 | 1 | E123B00H112CF1
E123B00H112DB0 | 0 | 1 | E123B00H112DB1
E123B00H112EA0 | 0 | 1 | E123B00H112EA1
E123B00H112EB0 | 0 | 1 | E123B00H112EB1
E123B00H212CF0 | 0 | 1 | E123B00H212CF1
E123B00H312CC0 | 0 | 1 | E123B00H312CC1
E123B00H401 | 1 | 2 | E123B00H4012
E123B00H402EA0 | 0 | 1 | E123B00H402EA1
E123B00H402EA1 | 1 | 2 | E123B00H402EA2
E123B00H412CE0 | 0 | 1 | E123B00H412CE1
E123B00H412EA0 | 0 | 1 | E123B00H412EA1
E123B00T112AE1 | 1 | 2 | E123B00T112AE2
E123B00T112AE3 | 3 | 4 | E123B00T112AE4
E123B00T112BE1 | 1 | 2 | E123B00T112BE2
E123B00T112CD1 | 1 | 2 | E123B00T112CD2
E123B00T112CE1 | 1 | 2 | E123B00T112CE2
E123B00T112CF1 | 1 | 2 | E123B00T112CF2
E123B00T112DB1 | 1 | 2 | E123B00T112DB2
E123B00T112EA1 | 1 | 2 | E123B00T112EA2
E123B00T112EA3 | 3 | 4 | E123B00T112EA4
E123B00T112EB3 | 3 | 4 | E123B00T112EB4
E123B00T162EA1 | 1 | 2 | E123B00T162EA2
E123B00T162EB1 | 1 | 2 | E123B00T162EB2
E123B00T212AE1 | 1 | 2 | E123B00T212AE2
E123B00T212BE1 | 1 | 2 | E123B00T212BE2
E123B00T212BF1 | 1 | 2 | E123B00T212BF2
E123B00T212CF1 | 1 | 2 | E123B00T212CF2
E123B00T212DA1 | 1 | 2 | E123B00T212DA2
E123B00T312AE1 | 1 | 2 | E123B00T312AE2
E123B00T312BD1 | 1 | 2 | E123B00T312BD2
E123B00T312BE1 | 1 | 2 | E123B00T312BE2
E123B00T312CC1 | 1 | 2 | E123B00T312CC2
E123B00T312CD1 | 1 | 2 | E123B00T312CD2
E123B00T312CE1 | 1 | 2 | E123B00T312CE2
E123B00T312CF1 | 1 | 2 | E123B00T312CF2
E123B00T312EA1 | 1 | 2 | E123B00T312EA2
E123B00T352EA1 | 1 | 2 | E123B00T352EA2
E123B00T352EB1 | 1 | 2 | E123B00T352EB2
E123B00T412CE1 | 1 | 2 | E123B00T412CE2
E123B00T412CE3 | 3 | 4 | E123B00T412CE4
E123B00V112AE0 | 0 | 1 | E123B00V112AE1
E123B00V112BF0 | 0 | 1 | E123B00V112BF1
E123B00V112CC0 | 0 | 1 | E123B00V112CC1
E123B00V112CC1 | 1 | 2 | E123B00V112CC2
E123B00V112CD1 | 1 | 2 | E123B00V112CD2
E123B00V112CE0 | 0 | 1 | E123B00V112CE1
E123B00V112CF0 | 0 | 1 | E123B00V112CF1
E123B00V112DB1 | 1 | 2 | E123B00V112DB2
E123B00V152EA0 | 0 | 1 | E123B00V152EA1
E123B00V1D3CF0 | 0 | 1 | E123B00V1D3CF1
E123B00V212CD1 | 1 | 2 | E123B00V212CD2
E123B00V212CE0 | 0 | 1 | E123B00V212CE1
E123B00V312BF0 | 0 | 1 | E123B00V312BF1
E123B00V312CC0 | 0 | 1 | E123B00V312CC1
E123B00V312CD0 | 0 | 1 | E123B00V312CD1
E123B00V312CD1 | 1 | 2 | E123B00V312CD2
E123B00V312DB1 | 1 | 2 | E123B00V312DB2
E123B00V312EA0 | 0 | 1 | E123B00V312EA1
E123B00V312EA1 | 1 | 2 | E123B00V312EA2
E123B00V312EB0 | 0 | 1 | E123B00V312EB1
E123B00V412CC0 | 0 | 1 | E123B00V412CC1
E123B00V412CD0 | 0 | 1 | E123B00V412CD1
E123B00V412CE0 | 0 | 1 | E123B00V412CE1
E123B00V412CF0 | 0 | 1 | E123B00V412CF1
E123B00V412DB0 | 0 | 1 | E123B00V412DB1
E123B00V412EA0 | 0 | 1 | E123B00V412EA1
E123B00W112BF0 | 0 | 1 | E123B00W112BF1
E123B00W112CC0 | 0 | 1 | E123B00W112CC1
E123B00W112CC1 | 1 | 2 | E123B00W112CC2
E123B00W112CD1 | 1 | 2 | E123B00W112CD2
E123B00W112CF0 | 0 | 1 | E123B00W112CF1
E123B00W112CF1 | 1 | 2 | E123B00W112CF2
E123B00W112DB0 | 0 | 1 | E123B00W112DB1
E123B00W122BD0 | 0 | 1 | E123B00W122BD1
E123B00W122BD1 | 1 | 2 | E123B00W122BD2
E123B00W152BE0 | 0 | 1 | E123B00W152BE1
E123B00W152BF0 | 0 | 1 | E123B00W152BF1
E123B00W152CC0 | 0 | 1 | E123B00W152CC1
E123B00W152CD0 | 0 | 1 | E123B00W152CD1
E123B00W152CE1 | 1 | 2 | E123B00W152CE2
E123B00W152CF1 | 1 | 2 | E123B00W152CF2
E123B00W152CF2 | 2 | 3 | E123B00W152CF3
E123B00W152DA0 | 0 | 1 | E123B00W152DA1
E123B00W152DB0 | 0 | 1 | E123B00W152DB1
E123B00W152EA2 | 2 | 3 | E123B00W152EA3
E123B00W1D3AE0 | 0 | 1 | E123B00W1D3AE1
E123B00W1D3CC0 | 0 | 1 | E123B00W1D3CC1
E123B00W1D3CC1 | 1 | 2 | E123B00W1D3CC2
E123B00W1D3CF0 | 0 | 1 | E123B00W1D3CF1
E123B00W1D3CF1 | 1 | 2 | E123B00W1D3CF2
E123B00W212BE1 | 1 | 2 | E123B00W212BE2
E123B00W252EB0 | 0 | 1 | E123B00W252EB1
E123B00W312CD0 | 0 | 1 | E123B00W312CD1
E123B00W312DB1 | 1 | 2 | E123B00W312DB2
E123B00W352AE0 | 0 | 1 | E123B00W352AE1
E123B00W352CC0 | 0 | 1 | E123B00W352CC1
E123B00W352CE0 | 0 | 1 | E123B00W352CE1
E123B00W3D3CC0 | 0 | 1 | E123B00W3D3CC1
E123B00Z102AE0 | 0 | 1 | E123B00Z102AE1
E123B00Z102BD0 | 0 | 1 | E123B00Z102BD1
E123B00Z102BF0 | 0 | 1 | E123B00Z102BF1
E123B00Z102CC0 | 0 | 1 | E123B00Z102CC1
E123B00Z102CD0 | 0 | 1 | E123B00Z102CD1
E123B00Z102CE0 | 0 | 1 | E123B00Z102CE1
E123B00Z102CF0 | 0 | 1 | E123B00Z102CF1
E123B00Z102DA0 | 0 | 1 | E123B00Z102DA1
E123B00Z102DB0 | 0 | 1 | E123B00Z102DB1
E123B00Z102EA0 | 0 | 1 | E123B00Z102EA1
E123B00Z102EA2 | 2 | 3 | E123B00Z102EA3
E123B00Z112AE0 | 0 | 1 | E123B00Z112AE1
E123B00Z112AE1 | 1 | 2 | E123B00Z112AE2
E123B00Z112BF0 | 0 | 1 | E123B00Z112BF1
E123B00Z112CB0 | 0 | 1 | E123B00Z112CB1
E123B00Z112CC0 | 0 | 1 | E123B00Z112CC1
E123B00Z112CC1 | 1 | 2 | E123B00Z112CC2
E123B00Z112CD0 | 0 | 1 | E123B00Z112CD1
E123B00Z112CD1 | 1 | 2 | E123B00Z112CD2
E123B00Z112CE1 | 1 | 2 | E123B00Z112CE2
E123B00Z112CE3 | 3 | 4 | E123B00Z112CE4
E123B00Z112CF1 | 1 | 2 | E123B00Z112CF2
E123B00Z112DA1 | 1 | 2 | E123B00Z112DA2
E123B00Z112DB1 | 1 | 2 | E123B00Z112DB2
E123B00Z122BE0 | 0 | 1 | E123B00Z122BE1
E123B00Z122BF0 | 0 | 1 | E123B00Z122BF1
E123B00Z122CC0 | 0 | 1 | E123B00Z122CC1
E123B00Z122CD0 | 0 | 1 | E123B00Z122CD1
E123B00Z122CF0 | 0 | 1 | E123B00Z122CF1
E123B00Z122EA0 | 0 | 1 | E123B00Z122EA1
E123B00Z132BD0 | 0 | 1 | E123B00Z132BD1
E123B00Z132CC0 | 0 | 1 | E123B00Z132CC1
E123B00Z132CE0 | 0 | 1 | E123B00Z132CE1
E123B00Z132EA0 | 0 | 1 | E123B00Z132EA1
E123B00Z152BD0 | 0 | 1 | E123B00Z152BD1
E123B00Z152BF0 | 0 | 1 | E123B00Z152BF1
E123B00Z152CC0 | 0 | 1 | E123B00Z152CC1
E123B00Z152CC3 | 3 | 4 | E123B00Z152CC4
E123B00Z152CD0 | 0 | 1 | E123B00Z152CD1
E123B00Z152CE2 | 2 | 3 | E123B00Z152CE3
E123B00Z152DA0 | 0 | 1 | E123B00Z152DA1
E123B00Z152DB0 | 0 | 1 | E123B00Z152DB1
E123B00Z152EA1 | 1 | 2 | E123B00Z152EA2
E123B00Z152EA2 | 2 | 3 | E123B00Z152EA3
E123B00Z162BE0 | 0 | 1 | E123B00Z162BE1
E123B00Z162CC0 | 0 | 1 | E123B00Z162CC1
E123B00Z162CF0 | 0 | 1 | E123B00Z162CF1
E123B00Z162EA0 | 0 | 1 | E123B00Z162EA1
E123B00Z172CF0 | 0 | 1 | E123B00Z172CF1
E123B00Z182CC0 | 0 | 1 | E123B00Z182CC1
E123B00Z182CE0 | 0 | 1 | E123B00Z182CE1
E123B00Z182EA0 | 0 | 1 | E123B00Z182EA1
E123B00Z1A2CC0 | 0 | 1 | E123B00Z1A2CC1
E123B00Z1D3CC0 | 0 | 1 | E123B00Z1D3CC1
E123B00Z1D3CC1 | 1 | 2 | E123B00Z1D3CC2
E123B00Z1D3CF0 | 0 | 1 | E123B00Z1D3CF1
E123B00Z1D3DB1 | 1 | 2 | E123B00Z1D3DB2
E123B00Z1E2CC0 | 0 | 1 | E123B00Z1E2CC1
E123B00Z1E2CE0 | 0 | 1 | E123B00Z1E2CE1
E123B00Z1E2CF0 | 0 | 1 | E123B00Z1E2CF1
E123B00Z212AE0 | 0 | 1 | E123B00Z212AE1
E123B00Z212AE1 | 1 | 2 | E123B00Z212AE2
E123B00Z212BF0 | 0 | 1 | E123B00Z212BF1
E123B00Z212CC0 | 0 | 1 | E123B00Z212CC1
E123B00Z212CC1 | 1 | 2 | E123B00Z212CC2
E123B00Z212CD0 | 0 | 1 | E123B00Z212CD1
E123B00Z212CD1 | 1 | 2 | E123B00Z212CD2
E123B00Z212CE0 | 0 | 1 | E123B00Z212CE1
E123B00Z212DB0 | 0 | 1 | E123B00Z212DB1
E123B00Z222CD0 | 0 | 1 | E123B00Z222CD1
E123B00Z222CE0 | 0 | 1 | E123B00Z222CE1
E123B00Z302CC0 | 0 | 1 | E123B00Z302CC1
E123B00Z312BE0 | 0 | 1 | E123B00Z312BE1
E123B00Z312BF0 | 0 | 1 | E123B00Z312BF1
E123B00Z312CB0 | 0 | 1 | E123B00Z312CB1
E123B00Z312CC1 | 1 | 2 | E123B00Z312CC2
E123B00Z312CD0 | 0 | 1 | E123B00Z312CD1
E123B00Z312CD1 | 1 | 2 | E123B00Z312CD2
E123B00Z312CE1 | 1 | 2 | E123B00Z312CE2
E123B00Z312CF0 | 0 | 1 | E123B00Z312CF1
E123B00Z312DA0 | 0 | 1 | E123B00Z312DA1
E123B00Z312DB0 | 0 | 1 | E123B00Z312DB1
E123B00Z312DB1 | 1 | 2 | E123B00Z312DB2
E123B00Z312EA1 | 1 | 2 | E123B00Z312EA2
E123B00Z322CF0 | 0 | 1 | E123B00Z322CF1
E123B00Z352CC0 | 0 | 1 | E123B00Z352CC1
E123B00Z352CC1 | 1 | 2 | E123B00Z352CC2
E123B00Z352CD0 | 0 | 1 | E123B00Z352CD1
E123B00Z352EA0 | 0 | 1 | E123B00Z352EA1
E123B00Z3D3CC0 | 0 | 1 | E123B00Z3D3CC1
E123B00Z3D3CF0 | 0 | 1 | E123B00Z3D3CF1
E123B00Z3E2CC0 | 0 | 1 | E123B00Z3E2CC1
E123B00Z3E2CE0 | 0 | 1 | E123B00Z3E2CE1
E123B00Z3E2DA0 | 0 | 1 | E123B00Z3E2DA1
E123B00Z3E2DB0 | 0 | 1 | E123B00Z3E2DB1
E123B00Z412BF0 | 0 | 1 | E123B00Z412BF1
E123B00Z412CC0 | 0 | 1 | E123B00Z412CC1
E123B00Z412CD0 | 0 | 1 | E123B00Z412CD1
E123B00Z412CF1 | 1 | 2 | E123B00Z412CF2
E123B00Z412DB1 | 1 | 2 | E123B00Z412DB2
E123B00Z422CC0 | 0 | 1 | E123B00Z422CC1
E123B00Z422CE0 | 0 | 1 | E123B00Z422CE1
E123B00Z422CF0 | 0 | 1 | E123B00Z422CF1
E123B00Z422EA0 | 0 | 1 | E123B00Z422EA1
E123B00Z462CF0 | 0 | 1 | E123B00Z462CF1
E123BOOZ312BD0 | 0 | 1 | E123BOOZ312BD1
E123C00H112CC0 | 0 | 1 | E123C00H112CC1
E123C00H112EA0 | 0 | 1 | E123C00H112EA1
E123C00T112AE1 | 1 | 2 | E123C00T112AE2
E123C00T112CC1 | 1 | 2 | E123C00T112CC2
E123C00T112CD1 | 1 | 2 | E123C00T112CD2
E123C00T112CE1 | 1 | 2 | E123C00T112CE2
E123C00T162DB1 | 1 | 2 | E123C00T162DB2
E123C00T302EA1 | 1 | 2 | E123C00T302EA2
E123C00V112CC1 | 1 | 2 | E123C00V112CC2
E123C00V112CD1 | 1 | 2 | E123C00V112CD2
E123C00V112CF0 | 0 | 1 | E123C00V112CF1
E123C00V112EA0 | 0 | 1 | E123C00V112EA1
E123C00V112EA1 | 1 | 2 | E123C00V112EA2
E123C00V222CF0 | 0 | 1 | E123C00V222CF1
E123C00V312CD1 | 1 | 2 | E123C00V312CD2
E123C00V312DB0 | 0 | 1 | E123C00V312DB1
E123C00W112CC0 | 0 | 1 | E123C00W112CC1
E123C00W112CC1 | 1 | 2 | E123C00W112CC2
E123C00W112CD0 | 0 | 1 | E123C00W112CD1
E123C00W112CD1 | 1 | 2 | E123C00W112CD2
E123C00W112CE0 | 0 | 1 | E123C00W112CE1
E123C00W112EA1 | 1 | 2 | E123C00W112EA2
E123C00W152CC0 | 0 | 1 | E123C00W152CC1
E123C00W152CD0 | 0 | 1 | E123C00W152CD1
E123C00W152CF0 | 0 | 1 | E123C00W152CF1
E123C00W152EA0 | 0 | 1 | E123C00W152EA1
E123C00W1D3CC0 | 0 | 1 | E123C00W1D3CC1
E123C00W1D3CC1 | 1 | 2 | E123C00W1D3CC2
E123C00W1D3CC2 | 2 | 3 | E123C00W1D3CC3
E123C00W1D3DB1 | 1 | 2 | E123C00W1D3DB2
E123C00W312CD1 | 1 | 2 | E123C00W312CD2
E123C00Z102CC0 | 0 | 1 | E123C00Z102CC1
E123C00Z102CD0 | 0 | 1 | E123C00Z102CD1
E123C00Z102CE0 | 0 | 1 | E123C00Z102CE1
E123C00Z102EA0 | 0 | 1 | E123C00Z102EA1
E123C00Z112BF0 | 0 | 1 | E123C00Z112BF1
E123C00Z112CC0 | 0 | 1 | E123C00Z112CC1
E123C00Z112CC1 | 1 | 2 | E123C00Z112CC2
E123C00Z112CD0 | 0 | 1 | E123C00Z112CD1
E123C00Z112CD1 | 1 | 2 | E123C00Z112CD2
E123C00Z112CE1 | 1 | 2 | E123C00Z112CE2
E123C00Z112CF0 | 0 | 1 | E123C00Z112CF1
E123C00Z112CF1 | 1 | 2 | E123C00Z112CF2
E123C00Z112DB0 | 0 | 1 | E123C00Z112DB1
E123C00Z112DB1 | 1 | 2 | E123C00Z112DB2
E123C00Z112EA0 | 0 | 1 | E123C00Z112EA1
E123C00Z112EA1 | 1 | 2 | E123C00Z112EA2
E123C00Z142BD0 | 0 | 1 | E123C00Z142BD1
E123C00Z142CE0 | 0 | 1 | E123C00Z142CE1
E123C00Z152BD0 | 0 | 1 | E123C00Z152BD1
E123C00Z152CF0 | 0 | 1 | E123C00Z152CF1
E123C00Z162CC0 | 0 | 1 | E123C00Z162CC1
E123C00Z162CE0 | 0 | 1 | E123C00Z162CE1
E123C00Z162DB0 | 0 | 1 | E123C00Z162DB1
E123C00Z1D3CF0 | 0 | 1 | E123C00Z1D3CF1
E123C00Z1D3EC1 | 1 | 2 | E123C00Z1D3EC2
E123C00Z1D3EC3 | 3 | 4 | E123C00Z1D3EC4
E123C00Z202DB0 | 0 | 1 | E123C00Z202DB1
E123C00Z212CD1 | 1 | 2 | E123C00Z212CD2
E123C00Z212DA1 | 1 | 2 | E123C00Z212DA2
E123C00Z212DB0 | 0 | 1 | E123C00Z212DB1
E123C00Z302CF0 | 0 | 1 | E123C00Z302CF1
E123C00Z312CC0 | 0 | 1 | E123C00Z312CC1
E123C00Z312CC1 | 1 | 2 | E123C00Z312CC2
E123C00Z312CD0 | 0 | 1 | E123C00Z312CD1
E123C00Z312CD1 | 1 | 2 | E123C00Z312CD2
E123C00Z312CF1 | 1 | 2 | E123C00Z312CF2
E123C00Z352CC0 | 0 | 1 | E123C00Z352CC1
E123C00Z352CC1 | 1 | 2 | E123C00Z352CC2
E123C00Z452EA0 | 0 | 1 | E123C00Z452EA1
E123B00T312EC1
E123A00H112BD0
E123A00H112CC0 | Not available commercially, please contact Schneider
E123A00H112CC1
E123A00H112EA1 | Not available commercially, please contact Schneider
E123A00H112EA2
E123A00H112EB0 | Not available commercially, please contact Schneider
E123A00H112EB1
E123A00H122EA0 | Not available commercially, please contact Schneider
E123A00H122EA1
E123A00H402CF0 | Not available commercially, please contact Schneider
E123A00H402CF1
E123A00H412CC0 | Not available commercially, please contact Schneider
E123A00H412CC1
E123A00H412CD0 | Not available commercially, please contact Schneider
E123A00H412CD1
E123A00H412CE0 | Not available commercially, please contact Schneider
E123A00H412CE1
E123A00H412EB0 | Not available commercially, please contact Schneider
E123A00H412EB1
E123A00T102CC1 | Not available commercially, please contact Schneider
E123A00T102CC2
E123A00T112AE1 | Not available commercially, please contact Schneider
E123A00T112AE2
E123A00T112CC3 | Not available commercially, please contact Schneider
E123A00T112CC4
E123A00T112CE1 | Not available commercially, please contact Schneider
E123A00T112CE2
E123A00T112CF1 | Not available commercially, please contact Schneider
E123A00T112CF2
E123A00T112DA1 | Not available commercially, please contact Schneider
E123A00T112DA2
E123A00T112DA3 | Not available commercially, please contact Schneider
E123A00T112DA4
E123A00T112DB1 | Not available commercially, please contact Schneider
E123A00T112DB2
E123A00T112EA1 | Not available commercially, please contact Schneider
E123A00T112EA2
E123A00T112EA3 | Not available commercially, please contact Schneider
E123A00T112EA4
E123A00T122EB1 | Not available commercially, please contact Schneider
E123A00T122EB2
E123A00T162EA1 | Not available commercially, please contact Schneider
E123A00T162EA2
E123A00T212EA3 | Not available commercially, please contact Schneider
E123A00T212EA4
E123A00T312CC3 | Not available commercially, please contact Schneider
E123A00T312CC4
E123A00T312CE1 | Not available commercially, please contact Schneider
E123A00T312CE2
E123A00T312CF1 | Not available commercially, please contact Schneider
E123A00T312CF2
E123A00T322CE1 | Not available commercially, please contact Schneider
E123A00T322CE2
E123A00T412CC1 | Not available commercially, please contact Schneider
E123A00T412CC2
E123A00T412EB3 | Not available commercially, please contact Schneider
E123A00T412EB4
E123A00V112CD1 | Not available commercially, please contact Schneider
E123A00V112CD2
E123A00V112EA0 | Not available commercially, please contact Schneider
E123A00V112EA1
E123A00V112EB1 | Not available commercially, please contact Schneider
E123A00V112EB2
E123A00V1D3CC0 | Not available commercially, please contact Schneider
E123A00V1D3CC1
E123A00V1D3CF0 | Not available commercially, please contact Schneider
E123A00V1D3CF1
E123A00V222CC0 | Not available commercially, please contact Schneider
E123A00V222CC1
E123A00V262EA0 | Not available commercially, please contact Schneider
E123A00V262EA1
E123A00V312CD1 | Not available commercially, please contact Schneider
E123A00V312CD2
E123A00V312CE0 | Not available commercially, please contact Schneider
E123A00V312CE1
E123A00V312EB0 | Not available commercially, please contact Schneider
E123A00V312EB1
E123A00V412CF0 | Not available commercially, please contact Schneider
E123A00V412CF1
E123A00W112CC0 | Not available commercially, please contact Schneider
E123A00W112CC1
E123A00W112CD1 | Not available commercially, please contact Schneider
E123A00W112CD2
E123A00W112EA0 | Not available commercially, please contact Schneider
E123A00W112EA1
E123A00W122BD1 | Not available commercially, please contact Schneider
E123A00W122BD2
E123A00W122BE2 | Not available commercially, please contact Schneider
E123A00W122BE3
E123A00W122CC2 | Not available commercially, please contact Schneider
E123A00W122CC3
E123A00W152BE0 | Not available commercially, please contact Schneider
E123A00W152BE1
E123A00W152CC0 | Not available commercially, please contact Schneider
E123A00W152CC1
E123A00W152CE0 | Not available commercially, please contact Schneider
E123A00W152CE1
E123A00W152CF0 | Not available commercially, please contact Schneider
E123A00W152CF1
E123A00W152DB0 | Not available commercially, please contact Schneider
E123A00W152DB1
E123A00W152EA2 | Not available commercially, please contact Schneider
E123A00W152EA3
E123A00W1D3CC0 | Not available commercially, please contact Schneider
E123A00W1D3CC1
E123A00W1D3DA0 | Not available commercially, please contact Schneider
E123A00W1D3DA1
E123A00W1D3EA0 | Not available commercially, please contact Schneider
E123A00W1D3EA1
E123A00W222CC2 | Not available commercially, please contact Schneider
E123A00W222CC3
E123A00W222EA1 | Not available commercially, please contact Schneider
E123A00W222EA2
E123A00W312CD1 | Not available commercially, please contact Schneider
E123A00W312CD2
E123A00W352CE0 | Not available commercially, please contact Schneider
E123A00W352CE1
E123A00Z102CC0 | Not available commercially, please contact Schneider
E123A00Z102CC1
E123A00Z102CE0 | Not available commercially, please contact Schneider
E123A00Z102CE1
E123A00Z102CF0 | Not available commercially, please contact Schneider
E123A00Z102CF1
E123A00Z102EA0 | Not available commercially, please contact Schneider
E123A00Z102EA1
E123A00Z112BE0 | Not available commercially, please contact Schneider
E123A00Z112BE1
E123A00Z112CC0 | Not available commercially, please contact Schneider
E123A00Z112CC1 | Not available commercially, please contact Schneider
E123A00Z112CC2
E123A00Z112CD0 | Not available commercially, please contact Schneider
E123A00Z112CD1 | Not available commercially, please contact Schneider
E123A00Z112CD2
E123A00Z112CE1 | Not available commercially, please contact Schneider
E123A00Z112CE2
E123A00Z112CF0 | Not available commercially, please contact Schneider
E123A00Z112CF1 | Not available commercially, please contact Schneider
E123A00Z112CF2
E123A00Z112DA0 | Not available commercially, please contact Schneider
E123A00Z112DA1
E123A00Z112DB0 | Not available commercially, please contact Schneider
E123A00Z112DB1 | Not available commercially, please contact Schneider
E123A00Z112DB2
E123A00Z112EB3 | Not available commercially, please contact Schneider
E123A00Z112EB4
E123A00Z122BF0 | Not available commercially, please contact Schneider
E123A00Z122BF1 | Not available commercially, please contact Schneider
E123A00Z122BF2
E123A00Z122CC0 | Not available commercially, please contact Schneider
E123A00Z122CC1
E123A00Z122CD0 | Not available commercially, please contact Schneider
E123A00Z122CD1
E123A00Z122CF0 | Not available commercially, please contact Schneider
E123A00Z122CF1
E123A00Z122DB0 | Not available commercially, please contact Schneider
E123A00Z122DB1
E123A00Z122EA0 | Not available commercially, please contact Schneider
E123A00Z122EA1
E123A00Z142BF0 | Not available commercially, please contact Schneider
E123A00Z142BF1
E123A00Z142EB0 | Not available commercially, please contact Schneider
E123A00Z142EB1
E123A00Z152CC0 | Not available commercially, please contact Schneider
E123A00Z152CC1
E123A00Z152CF0 | Not available commercially, please contact Schneider
E123A00Z152CF1
E123A00Z152EA0 | Not available commercially, please contact Schneider
E123A00Z152EA1
E123A00Z162CC0 | Not available commercially, please contact Schneider
E123A00Z162CC1
E123A00Z162CE0 | Not available commercially, please contact Schneider
E123A00Z162CE1
E123A00Z1D3CF0 | Not available commercially, please contact Schneider
E123A00Z1D3CF1
E123A00Z212BF0 | Not available commercially, please contact Schneider
E123A00Z212BF1
E123A00Z212CC0 | Not available commercially, please contact Schneider
E123A00Z212CC1
E123A00Z212CD0 | Not available commercially, please contact Schneider
E123A00Z212CD1
E123A00Z212CE0 | Not available commercially, please contact Schneider
E123A00Z212CE1
E123A00Z212DB0 | Not available commercially, please contact Schneider
E123A00Z212DB1
E123A00Z212EA0 | Not available commercially, please contact Schneider
E123A00Z212EA1
E123A00Z222CC0 | Not available commercially, please contact Schneider
E123A00Z222CC1
E123A00Z222CD0 | Not available commercially, please contact Schneider
E123A00Z222CD1
E123A00Z222CE0 | Not available commercially, please contact Schneider
E123A00Z222CE1
E123A00Z222CF0 | Not available commercially, please contact Schneider
E123A00Z222CF1
E123A00Z222EA0 | Not available commercially, please contact Schneider
E123A00Z222EA1
E123A00Z222EB0 | Not available commercially, please contact Schneider
E123A00Z222EB1
E123A00Z302CE0 | Not available commercially, please contact Schneider
E123A00Z302CE1
E123A00Z302EB0 | Not available commercially, please contact Schneider
E123A00Z302EB1
E123A00Z312BD0 | Not available commercially, please contact Schneider
E123A00Z312BD1
E123A00Z312CC0 | Not available commercially, please contact Schneider
E123A00Z312CC1 | Not available commercially, please contact Schneider
E123A00Z312CC2
E123A00Z312CD0 | Not available commercially, please contact Schneider
E123A00Z312CD1
E123A00Z312CE0 | Not available commercially, please contact Schneider
E123A00Z312CE1 | Not available commercially, please contact Schneider
E123A00Z312CE2
E123A00Z312CF0 | Not available commercially, please contact Schneider
E123A00Z312CF1 | Not available commercially, please contact Schneider
E123A00Z312CF2
E123A00Z312DB0 | Not available commercially, please contact Schneider
E123A00Z312DB1
E123A00Z312EA0 | Not available commercially, please contact Schneider
E123A00Z312EA1
E123A00Z312EB1 | Not available commercially, please contact Schneider
E123A00Z312EB2
E123A00Z332BD0 | Not available commercially, please contact Schneider
E123A00Z332BD1
E123A00Z332DB0 | Not available commercially, please contact Schneider
E123A00Z332DB1
E123A00Z362CC0 | Not available commercially, please contact Schneider
E123A00Z362CC1
E123A00Z412AE0 | Not available commercially, please contact Schneider
E123A00Z412AE1
E123A00Z412BE0 | Not available commercially, please contact Schneider
E123A00Z412BE1
E123A00Z412BF0 | Not available commercially, please contact Schneider
E123A00Z412BF1
E123A00Z412CC0 | Not available commercially, please contact Schneider
E123A00Z412CC1
E123A00Z412CD0 | Not available commercially, please contact Schneider
E123A00Z412CD1
E123A00Z412CE0 | Not available commercially, please contact Schneider
E123A00Z412CE1
E123A00Z422BF0 | Not available commercially, please contact Schneider
E123A00Z422BF1
E123A00Z422CC0 | Not available commercially, please contact Schneider
E123A00Z422CC1
E123A00Z422CD0 | Not available commercially, please contact Schneider
E123A00Z422CD1
E123A00Z422CE0 | Not available commercially, please contact Schneider
E123A00Z422CE1
E123A00Z422DB0 | Not available commercially, please contact Schneider
E123A00Z422DB1
E123A00Z422EA0 | Not available commercially, please contact Schneider
E123A00Z422EA1
E123B00H112CF0 | Not available commercially, please contact Schneider
E123B00H112CF1
E123B00H112DB0 | Not available commercially, please contact Schneider
E123B00H112DB1
E123B00H112EA0 | Not available commercially, please contact Schneider
E123B00H112EA1
E123B00H112EB0 | Not available commercially, please contact Schneider
E123B00H112EB1
E123B00H212CF0 | Not available commercially, please contact Schneider
E123B00H212CF1
E123B00H312CC0 | Not available commercially, please contact Schneider
E123B00H312CC1
E123B00H401 | Not available commercially, please contact Schneider
E123B00H4012
E123B00H402EA0 | Not available commercially, please contact Schneider
E123B00H402EA1 | Not available commercially, please contact Schneider
E123B00H402EA2
E123B00H412CE0 | Not available commercially, please contact Schneider
E123B00H412CE1
E123B00H412EA0 | Not available commercially, please contact Schneider
E123B00H412EA1
E123B00T112AE1 | Not available commercially, please contact Schneider
E123B00T112AE2
E123B00T112AE3 | Not available commercially, please contact Schneider
E123B00T112AE4
E123B00T112BE1 | Not available commercially, please contact Schneider
E123B00T112BE2
E123B00T112CD1 | Not available commercially, please contact Schneider
E123B00T112CD2
E123B00T112CE1 | Not available commercially, please contact Schneider
E123B00T112CE2
E123B00T112CF1 | Not available commercially, please contact Schneider
E123B00T112CF2
E123B00T112DB1 | Not available commercially, please contact Schneider
E123B00T112DB2
E123B00T112EA1 | Not available commercially, please contact Schneider
E123B00T112EA2
E123B00T112EA3 | Not available commercially, please contact Schneider
E123B00T112EA4
E123B00T112EB3 | Not available commercially, please contact Schneider
E123B00T112EB4
E123B00T162EA1 | Not available commercially, please contact Schneider
E123B00T162EA2
E123B00T162EB1 | Not available commercially, please contact Schneider
E123B00T162EB2
E123B00T212AE1 | Not available commercially, please contact Schneider
E123B00T212AE2
E123B00T212BE1 | Not available commercially, please contact Schneider
E123B00T212BE2
E123B00T212BF1 | Not available commercially, please contact Schneider
E123B00T212BF2
E123B00T212CF1 | Not available commercially, please contact Schneider
E123B00T212CF2
E123B00T212DA1 | Not available commercially, please contact Schneider
E123B00T212DA2
E123B00T312AE1 | Not available commercially, please contact Schneider
E123B00T312AE2
E123B00T312BD1 | Not available commercially, please contact Schneider
E123B00T312BD2
E123B00T312BE1 | Not available commercially, please contact Schneider
E123B00T312BE2
E123B00T312CC1 | Not available commercially, please contact Schneider
E123B00T312CC2
E123B00T312CD1 | Not available commercially, please contact Schneider
E123B00T312CD2
E123B00T312CE1 | Not available commercially, please contact Schneider
E123B00T312CE2
E123B00T312CF1 | Not available commercially, please contact Schneider
E123B00T312CF2
E123B00T312EA1 | Not available commercially, please contact Schneider
E123B00T312EA2
E123B00T352EA1 | Not available commercially, please contact Schneider
E123B00T352EA2
E123B00T352EB1 | Not available commercially, please contact Schneider
E123B00T352EB2
E123B00T412CE1 | Not available commercially, please contact Schneider
E123B00T412CE2
E123B00T412CE3 | Not available commercially, please contact Schneider
E123B00T412CE4
E123B00V112AE0 | Not available commercially, please contact Schneider
E123B00V112AE1
E123B00V112BF0 | Not available commercially, please contact Schneider
E123B00V112BF1
E123B00V112CC0 | Not available commercially, please contact Schneider
E123B00V112CC1 | Not available commercially, please contact Schneider
E123B00V112CC2
E123B00V112CD1 | Not available commercially, please contact Schneider
E123B00V112CD2
E123B00V112CE0 | Not available commercially, please contact Schneider
E123B00V112CE1
E123B00V112CF0 | Not available commercially, please contact Schneider
E123B00V112CF1
E123B00V112DB1 | Not available commercially, please contact Schneider
E123B00V112DB2
E123B00V112EB0 | Not available commercially, please contact Schneider
E123B00V112EB2
E123B00V152EA0 | Not available commercially, please contact Schneider
E123B00V152EA1
E123B00V1D3CF0 | Not available commercially, please contact Schneider
E123B00V1D3CF1
E123B00V212CD1 | Not available commercially, please contact Schneider
E123B00V212CD2
E123B00V212CE0 | Not available commercially, please contact Schneider
E123B00V212CE1
E123B00V312BF0 | Not available commercially, please contact Schneider
E123B00V312BF1
E123B00V312CC0 | Not available commercially, please contact Schneider
E123B00V312CC1
E123B00V312CD0 | Not available commercially, please contact Schneider
E123B00V312CD1 | Not available commercially, please contact Schneider
E123B00V312CD2
E123B00V312DB1 | Not available commercially, please contact Schneider
E123B00V312DB2
E123B00V312EA0 | Not available commercially, please contact Schneider
E123B00V312EA1 | Not available commercially, please contact Schneider
E123B00V312EA2
E123B00V312EB0 | Not available commercially, please contact Schneider
E123B00V312EB1
E123B00V412CC0 | Not available commercially, please contact Schneider
E123B00V412CC1
E123B00V412CD0 | Not available commercially, please contact Schneider
E123B00V412CD1
E123B00V412CE0 | Not available commercially, please contact Schneider
E123B00V412CE1
E123B00V412CF0 | Not available commercially, please contact Schneider
E123B00V412CF1
E123B00V412DB0 | Not available commercially, please contact Schneider
E123B00V412DB1
E123B00V412EA0 | Not available commercially, please contact Schneider
E123B00V412EA1
E123B00W112BF0 | Not available commercially, please contact Schneider
E123B00W112BF1
E123B00W112CC0 | Not available commercially, please contact Schneider
E123B00W112CC1 | Not available commercially, please contact Schneider
E123B00W112CC2
E123B00W112CD1 | Not available commercially, please contact Schneider
E123B00W112CD2
E123B00W112CF0 | Not available commercially, please contact Schneider
E123B00W112CF1 | Not available commercially, please contact Schneider
E123B00W112CF2
E123B00W112DB0 | Not available commercially, please contact Schneider
E123B00W112DB1
E123B00W122BD0 | Not available commercially, please contact Schneider
E123B00W122BD1 | Not available commercially, please contact Schneider
E123B00W122BD2
E123B00W152BE0 | Not available commercially, please contact Schneider
E123B00W152BE1
E123B00W152BF0 | Not available commercially, please contact Schneider
E123B00W152BF1
E123B00W152CC0 | Not available commercially, please contact Schneider
E123B00W152CC1
E123B00W152CD0 | Not available commercially, please contact Schneider
E123B00W152CD1
E123B00W152CE1 | Not available commercially, please contact Schneider
E123B00W152CE2
E123B00W152CF1 | Not available commercially, please contact Schneider
E123B00W152CF2 | Not available commercially, please contact Schneider
E123B00W152CF3
E123B00W152DA0 | Not available commercially, please contact Schneider
E123B00W152DA1
E123B00W152DB0 | Not available commercially, please contact Schneider
E123B00W152DB1
E123B00W152EA2 | Not available commercially, please contact Schneider
E123B00W152EA3
E123B00W152EB2 | Not available commercially, please contact Schneider
E123B00W152EB3
E123B00W1D3AE0 | Not available commercially, please contact Schneider
E123B00W1D3AE1
E123B00W1D3CC0 | Not available commercially, please contact Schneider
E123B00W1D3CC1 | Not available commercially, please contact Schneider
E123B00W1D3CC2
E123B00W1D3CF0 | Not available commercially, please contact Schneider
E123B00W1D3CF1 | Not available commercially, please contact Schneider
E123B00W1D3CF2
E123B00W212BE1 | Not available commercially, please contact Schneider
E123B00W212BE2
E123B00W252EB0 | Not available commercially, please contact Schneider
E123B00W252EB1
E123B00W312CD0 | Not available commercially, please contact Schneider
E123B00W312CD1
E123B00W312DB1 | Not available commercially, please contact Schneider
E123B00W312DB2
E123B00W312EB0 | Not available commercially, please contact Schneider
E123B00W312EB1
E123B00W352AE0 | Not available commercially, please contact Schneider
E123B00W352AE1
E123B00W352CC0 | Not available commercially, please contact Schneider
E123B00W352CC1
E123B00W352CE0 | Not available commercially, please contact Schneider
E123B00W352CE1
E123B00W3D3CC0 | Not available commercially, please contact Schneider
E123B00W3D3CC1
E123B00Z102AE0 | Not available commercially, please contact Schneider
E123B00Z102AE1
E123B00Z102BD0 | Not available commercially, please contact Schneider
E123B00Z102BD1
E123B00Z102BF0 | Not available commercially, please contact Schneider
E123B00Z102BF1
E123B00Z102CC0 | Not available commercially, please contact Schneider
E123B00Z102CC1
E123B00Z102CD0 | Not available commercially, please contact Schneider
E123B00Z102CD1
E123B00Z102CE0 | Not available commercially, please contact Schneider
E123B00Z102CE1
E123B00Z102CF0 | Not available commercially, please contact Schneider
E123B00Z102CF1
E123B00Z102DA0 | Not available commercially, please contact Schneider
E123B00Z102DA1
E123B00Z102DB0 | Not available commercially, please contact Schneider
E123B00Z102DB1
E123B00Z102EA0 | Not available commercially, please contact Schneider
E123B00Z102EA1
E123B00Z102EA2 | Not available commercially, please contact Schneider
E123B00Z102EA3
E123B00Z102EB0 | Not available commercially, please contact Schneider
E123B00Z102EB1
E123B00Z112AE0 | Not available commercially, please contact Schneider
E123B00Z112AE1 | Not available commercially, please contact Schneider
E123B00Z112AE2
E123B00Z112BF0 | Not available commercially, please contact Schneider
E123B00Z112BF1
E123B00Z112CB0 | Not available commercially, please contact Schneider
E123B00Z112CB1
E123B00Z112CC0 | Not available commercially, please contact Schneider
E123B00Z112CC1 | Not available commercially, please contact Schneider
E123B00Z112CC2
E123B00Z112CD0 | Not available commercially, please contact Schneider
E123B00Z112CD1 | Not available commercially, please contact Schneider
E123B00Z112CD2
E123B00Z112CE1 | Not available commercially, please contact Schneider
E123B00Z112CE2
E123B00Z112CE3 | Not available commercially, please contact Schneider
E123B00Z112CE4
E123B00Z112CF1 | Not available commercially, please contact Schneider
E123B00Z112CF2
E123B00Z112DA0 | Not available commercially, please contact Schneider
E123B00Z112DA2
E123B00Z112DB1 | Not available commercially, please contact Schneider
E123B00Z112DB2
E123B00Z112EB2 | Not available commercially, please contact Schneider
E123B00Z112EB3
E123B00Z122BE0 | Not available commercially, please contact Schneider
E123B00Z122BE1
E123B00Z122BF0 | Not available commercially, please contact Schneider
E123B00Z122BF1
E123B00Z122CC0 | Not available commercially, please contact Schneider
E123B00Z122CC1
E123B00Z122CD0 | Not available commercially, please contact Schneider
E123B00Z122CD1
E123B00Z122CE0 | Not available commercially, please contact Schneider
E123B00Z122CE1
E123B00Z122CF0 | Not available commercially, please contact Schneider
E123B00Z122CF1
E123B00Z122EA0 | Not available commercially, please contact Schneider
E123B00Z122EA1
E123B00Z132BD0 | Not available commercially, please contact Schneider
E123B00Z132BD1
E123B00Z132CC0 | Not available commercially, please contact Schneider
E123B00Z132CC1
E123B00Z132CE0 | Not available commercially, please contact Schneider
E123B00Z132CE1
E123B00Z132EA0 | Not available commercially, please contact Schneider
E123B00Z132EA1
E123B00Z152BD0 | Not available commercially, please contact Schneider
E123B00Z152BD1
E123B00Z152BF0 | Not available commercially, please contact Schneider
E123B00Z152BF1
E123B00Z152CC0 | Not available commercially, please contact Schneider
E123B00Z152CC1
E123B00Z152CC3 | Not available commercially, please contact Schneider
E123B00Z152CC4
E123B00Z152CD0 | Not available commercially, please contact Schneider
E123B00Z152CD1
E123B00Z152CE2 | Not available commercially, please contact Schneider
E123B00Z152CE3
E123B00Z152DA0 | Not available commercially, please contact Schneider
E123B00Z152DA1
E123B00Z152DB0 | Not available commercially, please contact Schneider
E123B00Z152DB1
E123B00Z152EA1 | Not available commercially, please contact Schneider
E123B00Z152EA2 | Not available commercially, please contact Schneider
E123B00Z152EA3
E123B00Z162BE0 | Not available commercially, please contact Schneider
E123B00Z162BE1
E123B00Z162CC0 | Not available commercially, please contact Schneider
E123B00Z162CC1
E123B00Z162CF0 | Not available commercially, please contact Schneider
E123B00Z162CF1
E123B00Z162EA0 | Not available commercially, please contact Schneider
E123B00Z162EA1
E123B00Z172CF0 | Not available commercially, please contact Schneider
E123B00Z172CF1
E123B00Z182CC0 | Not available commercially, please contact Schneider
E123B00Z182CC1
E123B00Z182CE0 | Not available commercially, please contact Schneider
E123B00Z182CE1
E123B00Z182EA0 | Not available commercially, please contact Schneider
E123B00Z182EA1
E123B00Z1A2CC0 | Not available commercially, please contact Schneider
E123B00Z1A2CC1
E123B00Z1D3CC0 | Not available commercially, please contact Schneider
E123B00Z1D3CC1 | Not available commercially, please contact Schneider
E123B00Z1D3CC2
E123B00Z1D3CF0 | Not available commercially, please contact Schneider
E123B00Z1D3CF1
E123B00Z1D3DB1 | Not available commercially, please contact Schneider
E123B00Z1D3DB2
E123B00Z1E2CC0 | Not available commercially, please contact Schneider
E123B00Z1E2CC1
E123B00Z1E2CE0 | Not available commercially, please contact Schneider
E123B00Z1E2CE1
E123B00Z1E2CF0 | Not available commercially, please contact Schneider
E123B00Z1E2CF1
E123B00Z212AE0 | Not available commercially, please contact Schneider
E123B00Z212AE1 | Not available commercially, please contact Schneider
E123B00Z212AE2
E123B00Z212BF0 | Not available commercially, please contact Schneider
E123B00Z212BF1
E123B00Z212CC0 | Not available commercially, please contact Schneider
E123B00Z212CC1 | Not available commercially, please contact Schneider
E123B00Z212CC2
E123B00Z212CD0 | Not available commercially, please contact Schneider
E123B00Z212CD1 | Not available commercially, please contact Schneider
E123B00Z212CD2
E123B00Z212CE0 | Not available commercially, please contact Schneider
E123B00Z212CE1
E123B00Z212DB0 | Not available commercially, please contact Schneider
E123B00Z212DB1
E123B00Z212EA0 | Not available commercially, please contact Schneider
E123B00Z212EA1
E123B00Z212EB0 | Not available commercially, please contact Schneider
E123B00Z212EB1
E123B00Z222CD0 | Not available commercially, please contact Schneider
E123B00Z222CD1
E123B00Z222CE0 | Not available commercially, please contact Schneider
E123B00Z222CE1
E123B00Z302CC0 | Not available commercially, please contact Schneider
E123B00Z302CC1
E123B00Z312BE0 | Not available commercially, please contact Schneider
E123B00Z312BE1
E123B00Z312BF0 | Not available commercially, please contact Schneider
E123B00Z312BF1
E123B00Z312CB0 | Not available commercially, please contact Schneider
E123B00Z312CB1
E123B00Z312CC1 | Not available commercially, please contact Schneider
E123B00Z312CC2
E123B00Z312CD0 | Not available commercially, please contact Schneider
E123B00Z312CD1 | Not available commercially, please contact Schneider
E123B00Z312CD2
E123B00Z312CE1 | Not available commercially, please contact Schneider
E123B00Z312CE2
E123B00Z312CF0 | Not available commercially, please contact Schneider
E123B00Z312CF1
E123B00Z312DA0 | Not available commercially, please contact Schneider
E123B00Z312DA1
E123B00Z312DB0 | Not available commercially, please contact Schneider
E123B00Z312DB1 | Not available commercially, please contact Schneider
E123B00Z312DB2
E123B00Z312EA1 | Not available commercially, please contact Schneider
E123B00Z312EA2
E123B00Z312EB1 | Not available commercially, please contact Schneider
E123B00Z312EB2
E123B00Z322CF0 | Not available commercially, please contact Schneider
E123B00Z322CF1
E123B00Z352CC0 | Not available commercially, please contact Schneider
E123B00Z352CC1 | Not available commercially, please contact Schneider
E123B00Z352CC2
E123B00Z352CD0 | Not available commercially, please contact Schneider
E123B00Z352CD1
E123B00Z352EA0 | Not available commercially, please contact Schneider
E123B00Z352EA1
E123B00Z352EB0 | Not available commercially, please contact Schneider
E123B00Z352EB1
E123B00Z3D3CC0 | Not available commercially, please contact Schneider
E123B00Z3D3CC1
E123B00Z3D3CF0 | Not available commercially, please contact Schneider
E123B00Z3D3CF1
E123B00Z3E2CC0 | Not available commercially, please contact Schneider
E123B00Z3E2CC1
E123B00Z3E2CE0 | Not available commercially, please contact Schneider
E123B00Z3E2CE1
E123B00Z3E2DA0 | Not available commercially, please contact Schneider
E123B00Z3E2DA1
E123B00Z3E2DB0 | Not available commercially, please contact Schneider
E123B00Z3E2DB1
E123B00Z412BF0 | Not available commercially, please contact Schneider
E123B00Z412BF1
E123B00Z412CC0 | Not available commercially, please contact Schneider
E123B00Z412CC1
E123B00Z412CD0 | Not available commercially, please contact Schneider
E123B00Z412CD1
E123B00Z412CF1 | Not available commercially, please contact Schneider
E123B00Z412CF2
E123B00Z412DB1 | Not available commercially, please contact Schneider
E123B00Z412DB2
E123B00Z422CC0 | Not available commercially, please contact Schneider
E123B00Z422CC1
E123B00Z422CE0 | Not available commercially, please contact Schneider
E123B00Z422CE1
E123B00Z422CF0 | Not available commercially, please contact Schneider
E123B00Z422CF1
E123B00Z422EA0 | Not available commercially, please contact Schneider
E123B00Z422EA1
E123B00Z462CF0 | Not available commercially, please contact Schneider
E123B00Z462CF1
E123BOOZ312BD0 | Not available commercially, please contact Schneider
E123BOOZ312BD1
E123C00H112CC0 | Not available commercially, please contact Schneider
E123C00H112CC1
E123C00H112EA0 | Not available commercially, please contact Schneider
E123C00H112EA1
E123C00T112AE1 | Not available commercially, please contact Schneider
E123C00T112AE2
E123C00T112CC1 | Not available commercially, please contact Schneider
E123C00T112CC2
E123C00T112CD1 | Not available commercially, please contact Schneider
E123C00T112CD2
E123C00T112CE1 | Not available commercially, please contact Schneider
E123C00T112CE2
E123C00T162DB1 | Not available commercially, please contact Schneider
E123C00T162DB2
E123C00T302EA1 | Not available commercially, please contact Schneider
E123C00T302EA2
E123C00V112CC1 | Not available commercially, please contact Schneider
E123C00V112CC2
E123C00V112CD1 | Not available commercially, please contact Schneider
E123C00V112CD2
E123C00V112CF0 | Not available commercially, please contact Schneider
E123C00V112CF1
E123C00V112EA0 | Not available commercially, please contact Schneider
E123C00V112EA1 | Not available commercially, please contact Schneider
E123C00V112EA2
E123C00V222CF0 | Not available commercially, please contact Schneider
E123C00V222CF1
E123C00V312CD1 | Not available commercially, please contact Schneider
E123C00V312CD2
E123C00V312DB0 | Not available commercially, please contact Schneider
E123C00V312DB1
E123C00W112CC0 | Not available commercially, please contact Schneider
E123C00W112CC1 | Not available commercially, please contact Schneider
E123C00W112CC2
E123C00W112CD0 | Not available commercially, please contact Schneider
E123C00W112CD1 | Not available commercially, please contact Schneider
E123C00W112CD2
E123C00W112CE0 | Not available commercially, please contact Schneider
E123C00W112CE1
E123C00W112EA1 | Not available commercially, please contact Schneider
E123C00W112EA2
E123C00W152CC0 | Not available commercially, please contact Schneider
E123C00W152CC1
E123C00W152CD0 | Not available commercially, please contact Schneider
E123C00W152CD1
E123C00W152CF0 | Not available commercially, please contact Schneider
E123C00W152CF1
E123C00W152EA0 | Not available commercially, please contact Schneider
E123C00W152EA1
E123C00W152EB0 | Not available commercially, please contact Schneider
E123C00W152EB1
E123C00W1D3CC0 | Not available commercially, please contact Schneider
E123C00W1D3CC1 | Not available commercially, please contact Schneider
E123C00W1D3CC2 | Not available commercially, please contact Schneider
E123C00W1D3CC3
E123C00W1D3DB1 | Not available commercially, please contact Schneider
E123C00W1D3DB2
E123C00W312CD1 | Not available commercially, please contact Schneider
E123C00W312CD2
E123C00Z102CC0 | Not available commercially, please contact Schneider
E123C00Z102CC1
E123C00Z102CD0 | Not available commercially, please contact Schneider
E123C00Z102CD1
E123C00Z102CE0 | Not available commercially, please contact Schneider
E123C00Z102CE1
E123C00Z102EA0 | Not available commercially, please contact Schneider
E123C00Z102EA1
E123C00Z112BF0 | Not available commercially, please contact Schneider
E123C00Z112BF1
E123C00Z112CC0 | Not available commercially, please contact Schneider
E123C00Z112CC1 | Not available commercially, please contact Schneider
E123C00Z112CC2
E123C00Z112CD0 | Not available commercially, please contact Schneider
E123C00Z112CD1 | Not available commercially, please contact Schneider
E123C00Z112CD2
E123C00Z112CE1 | Not available commercially, please contact Schneider
E123C00Z112CE2
E123C00Z112CF0 | Not available commercially, please contact Schneider
E123C00Z112CF1 | Not available commercially, please contact Schneider
E123C00Z112CF2
E123C00Z112DB0 | Not available commercially, please contact Schneider
E123C00Z112DB1 | Not available commercially, please contact Schneider
E123C00Z112DB2
E123C00Z112EA0 | Not available commercially, please contact Schneider
E123C00Z112EA1 | Not available commercially, please contact Schneider
E123C00Z112EA2
E123C00Z112EB1 | Not available commercially, please contact Schneider
E123C00Z112EB2
E123C00Z142BD0 | Not available commercially, please contact Schneider
E123C00Z142BD1
E123C00Z142CE0 | Not available commercially, please contact Schneider
E123C00Z142CE1
E123C00Z152BD0 | Not available commercially, please contact Schneider
E123C00Z152BD1
E123C00Z152CF0 | Not available commercially, please contact Schneider
E123C00Z152CF1
E123C00Z152EB0 | Not available commercially, please contact Schneider
E123C00Z152EB1
E123C00Z162CC0 | Not available commercially, please contact Schneider
E123C00Z162CC1
E123C00Z162CE0 | Not available commercially, please contact Schneider
E123C00Z162CE1
E123C00Z162DB0 | Not available commercially, please contact Schneider
E123C00Z162DB1
E123C00Z1D3CF0 | Not available commercially, please contact Schneider
E123C00Z1D3CF1
E123C00Z1D3EC1 | Not available commercially, please contact Schneider
E123C00Z1D3EC2
E123C00Z1D3EC3 | Not available commercially, please contact Schneider
E123C00Z1D3EC4
E123C00Z202DB0 | Not available commercially, please contact Schneider
E123C00Z202DB1
E123C00Z212CD1 | Not available commercially, please contact Schneider
E123C00Z212CD2
E123C00Z212DA1 | Not available commercially, please contact Schneider
E123C00Z212DA2
E123C00Z212DB0 | Not available commercially, please contact Schneider
E123C00Z212DB1
E123C00Z302CF0 | Not available commercially, please contact Schneider
E123C00Z302CF1
E123C00Z312CC0 | Not available commercially, please contact Schneider
E123C00Z312CC1 | Not available commercially, please contact Schneider
E123C00Z312CC2
E123C00Z312CD0 | Not available commercially, please contact Schneider
E123C00Z312CD1 | Not available commercially, please contact Schneider
E123C00Z312CD2
E123C00Z312CF1 | Not available commercially, please contact Schneider
E123C00Z312CF2
E123C00Z312EA3 | Not available commercially, please contact Schneider
E123C00Z312EA4
E123C00Z352CC0 | Not available commercially, please contact Schneider
E123C00Z352CC1 | Not available commercially, please contact Schneider
E123C00Z352CC2
E123C00Z412EB0 | Not available commercially, please contact Schneider
E123C00Z412EB1
E123C00Z452EA0 | Not available commercially, please contact Schneider
E123C00Z452EA1
E123RB01Z102C1
E123RB01Z102CE0 | Not available commercially, please contact Schneider
E123RB05Z212C1
E123RB05Z212CE0 | Not available commercially, please contact Schneider
E123RC05Z152C1
E123RC05Z152CE0 | Not available commercially, please contact Schneider

## Change Log
Issue : 001 - As at 03/12/98
Issue : 002 - As at 14/12/98 - Adding "XX" for digits 6 & 7.
Issue : 003 - As at 06/01/99 - Adding and amending available from dates for language variants.
Issue : 004 - As at 03/06/99 - Digits 5 & 7 exchanged, skeletons were ANNNXXAAXXX, model ranges were P120/121/123, some available from dates for protocols & language variants modified.
Issue : 005 - As at 16/12/99 - Dutch language variants added effective 01/01/2000.
Issue : 006 - As at 06/05/02 - DNP3.0 Protocol added effective 06/05/2002.
Issue : 007 - As at 11/03/03 - Hungarian & Greek languages added effective ??/??/????.
Issue : 008 - As at 04/07/03 - Languages availability amended to instructions from Bassam Dhaiby's e-mail dated 01/08/03
Issue : 009 - As at 14/01/04 - "T","U" & "H" variants of Aux supply voltage with "special digital inputs voltages" added.
Issue : 010 - As at 27/02/04 - Protocol text on MIFAS Data worksheet corrected to show DNP3.0.
Issue : 011 - As at 19/08/04 - "EA" specials restricted to P122 & P123 Variants only per F. Bel e-mail of 18/08/04, Livery options added.
Issue : 012 - As at 03/09/04 - Language option was "Greek: (AVAILABLE ONLY FOR P123 !)" per M Morlotti's e-mail dated 31/08/04.
Issue : 013 - Areva livery was available from 04/10/04 & Alstom until 01/11/04 per Gary Jones e-mail of today - 21/10/04.
Issue : 014 - Areva livery was denoted by digit #11=2, now reverted to #11=1 per G Jones e-mail of 19/01/05 - 20/01/05.
Issue : 015 - Bills of Material sheets added - 20/01/05.
Issue : 016 - Term "special EA" replaced by "ac immune" per A Darby's e-mail of 25/11/05 - 28/11/05.
Issue : 017 - Reformatted spreadsheet so that Hardware Version is the first choice to be made - 15/02/06.
Issue : 018 - Cortec worksheets added, BOM worksheets deleted - 15/02/06.
Issue : 019 - Note added to disclaimer, text changes to list boxes - 18/02/06.
Issue : 020 - Phase 1 Language options amended and DI options to mirror cortec as per JP Petit e-mail - 20/02/06
Issue : 021 - Turkish language option added to all EXCEPT P120. Configurator amended to "hide" digits 13 & 14 for Phase 1 configurations per J-P Petit's e-mail of 05/05/06 - 05/05/06.
Issue : 022 - Digital Input voltages retrospectively corrected per J-P Petit's e-mail of 17/05/06 - 17/05/06.
Issue : 023 - Digital Input voltages retrospectively corrected per J-P Petit's e-mail of 19/05/06 - 31/05/06.
Issue : 024 - Language options retrospectively corrected to make the same for phases I and II (except for Turkish on all except P120) and making Chinese phase III, per J-P Petit's e-mail of 29/08/06 - 29/08/06.
Issue : 025 - Language options retrospectively corrected to make Chinese not available in phase II for P120, per J-P Petit's e-mail of 29/08/06 - 29/08/06.
Issue : 026 - Date Drivers amended to remove "… :V10a ----> Aa" from "Latest firmware release ...", per J-P Petit's e-mail of 29/08/06 - 29/08/06.
Issue : 027 - Date Drivers amended to block Phase II hardware with graphical HMI & option "T" of Phase II, per J-P Petit's e-mail of 08/09/06 - 11/09/06.
Issue : 028 - Date Drivers amended to define SW versions for Phase II hardware, per J-P Petit's e-mail of 12/09/06 - 18/09/06.
Issue : 029 - Date Drivers amended to retrospectively change language options for Phase 1, add "special application" to some option texts & to add "Available only from PCW manufacturing unit" for options "V" and "W", per J-P Petit's e-mail of 21/09/06 - 22/09/06.
Issue : 030 - Master Text amended to show detail of software, Cortecs and Date Drivers amended to change language options and Digital Input Voltage availability for Phase II, per J-P Petit's e-mail of 22/09/06 - 25/09/06.
Issue : 031 - Database tables of Digital Inputs & Auxiliary Voltages resequenced, Date Drivers tables extended to include language data arrays for each variant (P120 etc.) and PCS & PCV Software displays added, per J-P Petit's e-mail and telephone conversation of 22/09/06 - 25/09/06.
Issue : 032 - Database tables of Digital Inputs & Auxiliary Voltages repopulated and Software display changed, per J-P Petit's e-mail of 26/09/06 - 26/09/06.
Issue : 033 - Date Drivers tables extended to include Software array for each Variant and Software display changed, per J-P Petit's e-mail of 26/09/06 - 26/09/06.
Issue : 034 - Master Text corrected to show Software Version properly - 29/09/06.
Issue : 035 - Date Drivers corrected to show Turkish language option as "E" and show Digital Input variants "T" and "H" "-not yet available!" per JP Petit's e-mail dated 12/10/06 - 12/10/06.
Issue : 036 - Digital Input Voltage for option "F" retrospectively (back to 15/02/06) corrected on Cortec phases 2,3 and Date Drivers (was just 48-250 Vdc) per M Morlotti's e-mail dated 02/11/06 - 10/11/06.
Issue : 037 - Separate Cortecs now for P120/1/2/3. Digital Input Voltages on Cortec phases 2,3 and Date Drivers changed per J-P Petit's e-mail dated 28/02/07 - 06/03/07.
Issue : 038 - Date Drivers changed per J-P Petit's e-mail dated 06/03/07 to show revised Software version (was V10.D) - 07/03/07.
Issue : 039 - Software selectable per F Taesch's e-mail dated 25/05/07 - 30/05/07.
Issue : 040 - Software version changed per CID SBIA-743H7F. Portuguese language option removed per F Taesch's e-mail dated 11/06/07 - 12/06/07.
Issue : 041 - SW BC/V11.C introduced by CID SBIA-757GWN for Phase 2. Dutch, Czech, Hungarian & Greek languages released for Phase 1. Retrospective removal of SW AE/V10.E (reverts to AD/V10.D) - 19/07/07.
Issue : 042 - Cortec Phase 2 & Database amended to show revised availability message for Options V & W per F Taesch's e-mail dated 31/07/07. - 01/08/07.
Issue : 043 - Second, non-preferred software for Phase 2 corrected on Date Drivers from 01/03/07 to "AE/V10.E" per J-P Petit's e-mail dated 01/08/07. - 02/08/07.
Issue : 044 - SW release V11.D phase 2 as per SBIA-79YJJ8 : addition of Portuguese language - 19/12/07
Issue : 045 - DI Voltage for phase 2 adjusted to read 24 -250Vdc / 24 - 240Vac against auxiliary voltage of 24 - 60Vdc as per F. Taesch e-mail confirmation dated - 11/03/08
Issue : 046 - Text in Date Drivers amended to remove "not yet available" from "T" options effective 11/06/07 onwards - 12/05/08
Issue : 047 - Worksheet added showing Phase 2 equivalent of any Phase 1 configuration - 23/06/08
Issue : 048 - SW Release V11.E phase 2 as per SBIA-7FWD65 - 30/06/08
Issue : 049 - Adjustments as per F.Taesch synthesis sheet - 13/10/08
Issue : 050 - SW Release V11.F as per SBIA-7LWD9V which invalidates all previous V11.x software versions - 04/12/08
Issue : 051 - SW V11.A & V11.C to V11.E reinstated as per SBIA-7PFBXY - 23/02/09
Issue : 052 - Correction to digital voltage lookup array on database ("A" was 24-60aux with 24-60digital) - 26/02/09
Issue : 053 - Addition of "Z" universal power supply and pre-fixed HMI option per F Taesch. Restriction of software with Portuguese language variants - 10/03/09
Issue : 054 - Universal "Z" power supply option introduction set as notional date of 01/07/09 - 18/03/09
Issue : 055 - Pre-fixed HMI option hidden on Cortec, Configurator,Phase 1 to Phase 2 Equivalent & Master Text until released officially by CID (notional date of 01/07/09 used) - 20/03/09
Issue : 056 - SW Version 12.A released as per SBIA-7RRBTZ - 28/05/09
Issue : 057 - Notional date for Pre-fixed HMI option hidden on Cortec, Configurator,Phase 1 to Phase 2 Equivalent & Master Text changed from 01/07/09 to 17/08/09 - 07/07/09
Issue : 058 - Notional date for Pre-fixed HMI option hidden on Cortec, Configurator,Phase 1 to Phase 2 Equivalent & Master Text changed from 01/07/09 to 01/09/10 - 24/08/09
Issue : 059 - SW Version 12.B released as per SBIA-7W5D28 - 29/09/09
Issue : 060 - CID - SBIA-7WVHMA releasing universal power supply and mounting variants (effective 30/10/09) - 29/10/09
Issue : 061 - Master text worksheet corrected to include digit #14 in row 1 - 16/12/09
Issue : 062 - Addition of EGN0055002 : Chinese secondary cover as per SBIA-83SDBL - 29/03/10
Issue : 063 - Software version V12.C released as per SBIA-84QCVX - 11/05/10
Issue : 064 - Voltage options 'A' & 'F' removed as per SHAL-85EHHT - 19/05/10
Issue : 065 - 518414114 replaces 518414104 as per SBIA-88GCW3 - 16/09/10
Issue : 066 - Auxiliary Voltage rating for Universal Power Supply option, 'Z', amended to 24-250Vdc/48-240Vac as per CBUN-8ATCQF - 03/11/10
Issue : 067 - SW Release V11.D per SBIA-8BNGW2. Phase 1 removed from configurator, SW availability updated as per rationalisation project - 25/05/11
Issue : 068 - SW Release V11.E reintroduced per approved TOMAS request #189 - 01/09/11
Issue : 069 - SW Release V12.E per YLIU-8LU4QA - 22/09/11
Issue : 070 - SW Release V12.C per TOMAS request (190) reinstated until 30 June 2012 - 30/09/11
Issue : 071 - Tendering sheet added - 13/02/12
Issue : 072 - SW Release V12.C removed from offer (last order date passed) - 02/07/12
Issue : 073 - SW Release V12.F per SBIA-8WYFVD - 24/08/12
Issue : 074 - As per SBIA-8ZYH6M - SW versions V11.D, V11.E, V11.F, V12.D & V12.E invalidated for Chinese language option - 04/12/12
Issue : 075 - As per SBIA-93UEJC - V12.C reanimated as ordering option - 11/02/13
Issue : 076 - Equipped PCBAs introduced - 13/08/13
Issue : 077 - SW V13.A released per XNII-9AZ4W9 ; SW versions (V10.E & V11.F) obsoleted per SBIA-9AYGDB- 10/09/13
Issue : 078 - SW V13.B released per XNII-9CR5CF - 11/11/13
Issue : 079 - SW V14.A released per RKLI-9JH9BN - 07/05/14
Issue : 080 - As per RKLI-9KRAXG - Graphical Display option with SW V12.F withdrawn - 12/06/14
Issue : 081 - As per RKLI-9TC5Y2 SW versions V12.C and V12.D are obsoleted - 10/02/15
Issue : 082 - SW V14.B released per RKLI-9YWGR8 - 18/08/15
Issue : 083 - SW V14.C released per RKLI-9QG5UU - 21/09/17
Issue : 084 - O2 kill reference warning added - 19/11/19
Issue : 085 - Power supply option 'H' and software versions 11.E (BE), 12.E (CE), 12.F (CF), 13.A (DA), 13.B (DB) & 14.A (EA) removed from offer as per Obsolescence Notice - 31/05/20

## Database (hidden)
| 2026-07-30 | 1
1 | Phase 2 | 2 | 12 | 13 | 14 | French | 0 | English / American | 1 | Spanish | 2 | German | 3 | Italian | 4 | Russian | 5 | Polish | 6 | Portuguese | 7 | Dutch | 8 | Czech | A | Hungarian | B | Greek | C | Turkish | E
2 | Phase 2 with graphical display: Chinese HMI | 3 | 12 | 13 | 14 | Chinese | D |  | * |  | * |  | * |  | * |  | * |  | * |  | * |  | * |  | * |  | * |  | * |  | *
3 | Phase 1 | 1 |  |  |  | French | 0 | English / American | 1 | Spanish | 2 | German | 3 | Italian | 4 | Russian | 5 | Polish | 6 | Portuguese | 7 | Dutch | 8 | Czech | A | Hungarian | B | Greek | C | Turkish | E
1 | 2004-01-15
2 | 2026-07-30
3 | 2026-07-30
|  |  |  | 11 | Digital Input Voltage Table (driven by phase and auxiliary voltage)
1 | 0.1 to 40 Ion | A |  | 11 | 24 - 250 Vdc | 110 Vdc - 30% / +20% | 220 Vdc - 30% / +20% |  |  |  | T | V | W | * | * | *
2 | 0.01 to 8 Ion | B |  | 12 | 24 - 250 Vdc / 24 - 240 Vac | [5 empty] | Z | * | * | * | * | *
3 | 0.002 to 1 Ion | C |  | 13 | Valid Auxiliary Voltage required | [5 empty] | * | * | * | * | * | *
|  |  |  | 14 | Valid Auxiliary Voltage required | [5 empty] | * | * | * | * | * | *
|  |  |  | 15 | Valid Auxiliary Voltage required | [5 empty] | * | * | * | * | * | *
1 | 48 - 250 Vdc / 48 - 240 Vac |  |  | 21 | 24 - 250 Vdc | 110 Vdc - 30% / +20% | 220 Vdc - 30% / +20% |  |  |  | T | V | W | * | * | *
2 | 24 - 250 Vdc / 48 - 240 Vac |  |  | 22 | 24 - 250 Vdc / 24 - 240 Vac | [5 empty] | Z | * | * | * | * | *
3 |  |  |  | 23 | Valid Auxiliary Voltage required | [5 empty] | * | * | * | * | * | *
4 |  |  |  | 24 | Valid Auxiliary Voltage required | [5 empty] | * | * | * | * | * | *
5 |  |  |  | 25 | Valid Auxiliary Voltage required | [5 empty] | * | * | * | * | * | *
|  |  |  | 31 | [6 empty] | * | * | * | * | * | *
|  |  |  | 32 | 24 - 250 Vdc | 110 Vdc - 30% / +20% |  |  |  |  | T | V | * | * | * | *
1 | 24 - 250 Vdc | T |  | 33 | 220 Vdc - 30% / +20% | 24 - 250 Vdc / 24 - 240 Vac |  |  |  |  | W | Z | * | * | * | *
2 | 110 Vdc - 30% / +20% | V |  | 34 | 0 | [5 empty] | * | * | * | * | * | *
3 | 220 Vdc - 30% / +20% | W |  | 35 | Valid Auxiliary Voltage required | [5 empty] | * | * | * | * | * | *
4 |  | *
5 |  | *
6 |  | *
11
|  |  |  | 11 | Latest software version V12.C | V12. | C | C | Software version V12.B | V12. | C | B | Software version V12.A | V12. | C | A | Software version V11.F | V11. | B | F | Software version V11.E | V11. | B | E | Software version V11.D | V11. | B | D | Software version V11.C | V11. | B | C | Software version V11.A | V11. | B | A | Software version V10.E | V10. | A | E
1 | MODBUS | 1 |  | 12 | Latest software version V12.C | V12. | C | C | Software version V12.B | V12. | C | B | Software version V12.A | V12. | C | A | Software version V11.F | V11. | B | F |  |  | B | F |  |  | B | F |  |  | B | F |  |  | B | F |  |  | B | F
2 | KBUS / COURIER | 2 |  | 21 | Latest software version V12.C | V12. | C | C | Software version V12.B | V12. | C | B | Software version V12.A | V12. | C | A | Software version V11.F | V11. | B | F | Software version V11.E | V11. | B | E | Software version V11.D | V11. | B | D | Software version V11.C | V11. | B | C | Software version V11.A | V11. | B | A | Software version V10.E | V10. | A | E
3 | IEC60870-5-103 | 3 |  | 22 | Latest software version V12.C | V12. | C | C | Software version V12.B | V12. | C | B | Software version V12.A | V12. | C | A | Software version V11.F | V11. | B | F |  |  | B | F |  |  | B | F |  |  | B | F |  |  | B | F |  |  | B | F
4 | DNP3 | 4 |  | 31 | Latest software version V12.C | V12.
1 | French | 0
2 | English / American | 1
3 | Spanish | 2
4 | German | 3
5 | Italian | 4
6 | Russian | 5
7 | Polish | 6
8 | Portuguese | 7
9 | Dutch | 8
10 | Czech | A
11 | Hungarian | B
12 | Greek | C
13 | Chinese | D
14 | Turkish | E
1 | Software version V14.C | V14. | E | C | V14.C
2 | Software version V14.B | V14. | E | B | V14.B
3 | Software version V11.D | V11. | B | D | V11.D
| Software version V14.A | V14. | E | A | V14.A
| Software version V13.B | V13. | D | B | V13.B
| Software version V13.A | V13. | D | A | V13.A
| Software version V12.F | V12. | C | F | V12.F
| Software version V12.E | V12. | C | E | V12.E
| Software version V11.E | V11. | B | E | V11.E
| Software version V12.D | V12. | C | D | V12.D
| Software version V12.C | V12. | C | C | V12.C
| Software version V12.B | V12. | C | B | V12.B | Hidden under rationalization project
| Software version V12.A | V12. | C | A | V12.A | Hidden under rationalization project
| Software version V11.C | V11. | B | C | V11.C | Hidden under rationalization project
| Software version V11.A | V11. | B | A | V11.A | Hidden under rationalization project
| Software version V11.F | V11. | B | F | V11.F | Obsoleted 10/09/13
| Software version V10.E | V10. | A | E | V10.E | Obsoleted 10/09/13
1
1 | No
2 | Yes
T
* | Valid Auxiliary and Digital Input voltages required | ? |  |  |  | * | * | * | *
A | Mounting option : | None (default) | Pre-fixed HMI (no withdrawability) | Sealed cover | Pre-fixed HMI + Sealed cover | 0 | 1 | 2 | 3
F | Mounting option : | None (default) | Pre-fixed HMI (no withdrawability) | Sealed cover | Pre-fixed HMI + Sealed cover | 0 | 1 | 2 | 3
H | Mounting option : | None (default) | Pre-fixed HMI (no withdrawability) | Sealed cover | Pre-fixed HMI + Sealed cover | 0 | 1 | 2 | 3
M
T | Mounting option : | Pre-fixed HMI (no withdrawability) | Pre-fixed HMI + Sealed cover |  |  | 1 | 3 | 3 | 3
U
V | Mounting option : | None (default) | Pre-fixed HMI (no withdrawability) | Sealed cover | Pre-fixed HMI + Sealed cover | 0 | 1 | 2 | 3
W | Mounting option : | None (default) | Pre-fixed HMI (no withdrawability) | Sealed cover | Pre-fixed HMI + Sealed cover | 0 | 1 | 2 | 3
Z | Mounting option : | None (default) | Pre-fixed HMI (no withdrawability) | Sealed cover | Pre-fixed HMI + Sealed cover | 0 | 1 | 2 | 3
1 | Pre-fixed HMI (no withdrawability) | 1
2 | Pre-fixed HMI + Sealed cover | 3
3 |  | 3
4 |  | 3
|  |  |  | Latest software version V12.C | V12.C
|  |  |  | Software version V10.E | V10.E
|  |  |  | Software version V11.A | V11.A
|  |  |  | Software version V11.C | V11.C
|  |  |  | Software version V11.D | V11.D
|  |  |  | Software version V11.E | V11.E
|  |  |  | Software version V11.F | V11.F
|  |  |  | Software version V12.A | V12.A
|  |  |  | Software version V12.B | V12.B
|  |  |  | Software Version V7.A | V7.A

## Tendering
|  | 1 | 2 | 3 | 4 | 5 | 6 | 7 | 8 | 9 | 10 | 11 | 12 | 13 | 14
Cortec Landing cell : | P123B00Z112DB0 | P | 1 | 2 | 3 | B | 0 | 0 | Z | 1 | 1 | 2 | D | B | 0
Configurator feedback : | P123B00T312EC1 | P | 1 | 2 | 3 | B | 0 | 0 | T | 3 | 1 | 2 | E | C | 1 | double digit in same row
Cortec digit control 1 | [16 empty] | 5 | bar: 1
Cortec digit control 2 | [16 empty] | 6 | bar: 2
Cortec digit control 3 |  | 3: 2 |  | 7
Cortec digit control 4 |  | 4: 3 |  | 8
Earth Current Input | 2 | [15 empty] | 9 | bar: 5
Constant |  | 6: 0; 7: 0 |  | 10
Auxiliary Voltage / Digital Input Voltage | 1 | [15 empty] | 11 | bar: 8
DI Voltage | 1 | [15 empty] | 12
Communication | 3 | 9: 3 |  | 13
Default HMI (Human / Machine Interface) Language | 2 | 10: 1; 11: 2 |  | 14
Software Version | 1 | [15 empty] | 15 | bar: 12 to 13
Mounting option : | 1 | [15 empty] | 16 | bar: 14
0
0
0
0
0
0
0
0
0
0
0
0
0
0
Authorized?

## Date Drivers (hidden)
2026-07-30 | 2004-01-14 | 2004-01-15 | 2006-02-15 | 2006-05-05 | 2007-03-01 | 2007-06-11 | 2007-07-19 | 2007-12-19 | 2008-06-30 | 2008-12-04 | 2009-02-25 | 2009-03-10 | 2009-05-28 | 2009-09-29 | 2009-10-30 | 2010-05-19
Hardware Version | Phase 1 | Phase 1 | Phase 2 | Phase 2 | Phase 2 | Phase 2 | Phase 2 | Phase 2 | Phase 2 | Phase 2 | Phase 2 | Phase 2 | Phase 2 | Phase 2 | Phase 2 | Phase 2
|  |  | Phase 1 | Phase 1 | Phase 2 with graphical display: Chinese HMI | Phase 2 with graphical display: Chinese HMI | Phase 2 with graphical display: Chinese HMI | Phase 2 with graphical display: Chinese HMI | Phase 2 with graphical display: Chinese HMI | Phase 2 with graphical display: Chinese HMI | Phase 2 with graphical display: Chinese HMI | Phase 2 with graphical display: Chinese HMI | Phase 2 with graphical display: Chinese HMI | Phase 2 with graphical display: Chinese HMI | Phase 2 with graphical display: Chinese HMI | Phase 2 with graphical display: Chinese HMI
[5 empty] | Phase 1 | Phase 1 | Phase 1 | Phase 1 | Phase 1 | Phase 1 | Phase 1 | Phase 1 | Phase 1 | Phase 1 | Phase 1 | Phase 1
| 1 | 1 | 2 | 2 | 2 | 2 | 2 | 2 | 2 | 2 | 2 | 2 | 2 | 2 | 2 | 2
| 1 | 1 | 1 | 1 | 3 | 3 | 3 | 3 | 3 | 3 | 3 | 3 | 3 | 3 | 3 | 3
| 1 | 1 | 1 | 1 | 1 | 1 | 1 | 1 | 1 | 1 | 1 | 1 | 1 | 1 | 1 | 1
Earth Current Input | 0.1 to 40 Ion | 0.1 to 40 Ion | 0.1 to 40 Ion | 0.1 to 40 Ion | 0.1 to 40 Ion | 0.1 to 40 Ion | 0.1 to 40 Ion | 0.1 to 40 Ion | 0.1 to 40 Ion | 0.1 to 40 Ion | 0.1 to 40 Ion | 0.1 to 40 Ion | 0.1 to 40 Ion | 0.1 to 40 Ion | 0.1 to 40 Ion | 0.1 to 40 Ion
| 0.01 to 8 Ion | 0.01 to 8 Ion | 0.01 to 8 Ion | 0.01 to 8 Ion | 0.01 to 8 Ion | 0.01 to 8 Ion | 0.01 to 8 Ion | 0.01 to 8 Ion | 0.01 to 8 Ion | 0.01 to 8 Ion | 0.01 to 8 Ion | 0.01 to 8 Ion | 0.01 to 8 Ion | 0.01 to 8 Ion | 0.01 to 8 Ion | 0.01 to 8 Ion
| 0.002 to 1 Ion | 0.002 to 1 Ion | 0.002 to 1 Ion | 0.002 to 1 Ion | 0.002 to 1 Ion | 0.002 to 1 Ion | 0.002 to 1 Ion | 0.002 to 1 Ion | 0.002 to 1 Ion | 0.002 to 1 Ion | 0.002 to 1 Ion | 0.002 to 1 Ion | 0.002 to 1 Ion | 0.002 to 1 Ion | 0.002 to 1 Ion | 0.002 to 1 Ion
| A | A | A | A | A | A | A | A | A | A | A | A | A | A | A | A
| B | B | B | B | B | B | B | B | B | B | B | B | B | B | B | B
| C | C | C | C | C | C | C | C | C | C | C | C | C | C | C | C
Auxiliary Voltage | 24 - 60 Vdc | 24 - 60 Vdc | 24 - 60 Vdc | 24 - 60 Vdc | 24 - 60 Vdc | 24 - 60 Vdc | 24 - 60 Vdc | 24 - 60 Vdc | 24 - 60 Vdc | 24 - 60 Vdc | 24 - 60 Vdc | 24 - 60 Vdc | 24 - 60 Vdc | 24 - 60 Vdc | 24 - 60 Vdc | 48 - 250 Vdc / 48 - 240 Vac
| 48 - 150 Vdc | 48 - 150 Vdc | 48 - 250 Vdc / 48 - 240 Vac | 48 - 250 Vdc / 48 - 240 Vac | 48 - 250 Vdc / 48 - 240 Vac | 48 - 250 Vdc / 48 - 240 Vac | 48 - 250 Vdc / 48 - 240 Vac | 48 - 250 Vdc / 48 - 240 Vac | 48 - 250 Vdc / 48 - 240 Vac | 48 - 250 Vdc / 48 - 240 Vac | 48 - 250 Vdc / 48 - 240 Vac | 48 - 250 Vdc / 48 - 240 Vac | 48 - 250 Vdc / 48 - 240 Vac | 48 - 250 Vdc / 48 - 240 Vac | 48 - 250 Vdc / 48 - 240 Vac | 24 - 250 Vdc / 48 - 240 Vac
| 125 - 250 Vdc / 100 - 250 Vac | 130 - 250 Vdc / 110 - 250 Vac | [11 empty] | 24 - 250 Vdc / 48 - 240 Vac | 24 - 250 Vdc / 48 - 240 Vac
| 130 - 250 Vdc / 100 - 250 Vac | 125 - 250 Vdc / 100 - 250 Vac
130 - 250 Vdc / 110 - 250 Vac
Communication | MODBUS | MODBUS | MODBUS | MODBUS | MODBUS | MODBUS | MODBUS | MODBUS | MODBUS | MODBUS | MODBUS | MODBUS | MODBUS | MODBUS | MODBUS | MODBUS
| COURIER | COURIER | COURIER | COURIER | COURIER | COURIER | COURIER | COURIER | COURIER | COURIER | COURIER | COURIER | COURIER | KBUS / COURIER | KBUS / COURIER | KBUS / COURIER
| IEC60870-5-103 | IEC60870-5-103 | IEC60870-5-103 | IEC60870-5-103 | IEC60870-5-103 | IEC60870-5-103 | IEC60870-5-103 | IEC60870-5-103 | IEC60870-5-103 | IEC60870-5-103 | IEC60870-5-103 | IEC60870-5-103 | IEC60870-5-103 | IEC60870-5-103 | IEC60870-5-103 | IEC60870-5-103
| DNP3 | DNP3 | DNP3 | DNP3 | DNP3 | DNP3 | DNP3 | DNP3 | DNP3 | DNP3 | DNP3 | DNP3 | DNP3 | DNP3 | DNP3 | DNP3
| 1 | 1 | 1 | 1 | 1 | 1 | 1 | 1 | 1 | 1 | 1 | 1 | 1 | 1 | 1 | 1
| 2 | 2 | 2 | 2 | 2 | 2 | 2 | 2 | 2 | 2 | 2 | 2 | 2 | 2 | 2 | 2
| 3 | 3 | 3 | 3 | 3 | 3 | 3 | 3 | 3 | 3 | 3 | 3 | 3 | 3 | 3 | 3
| 4 | 4 | 4 | 4 | 4 | 4 | 4 | 4 | 4 | 4 | 4 | 4 | 4 | 4 | 4 | 4
HMI : P123 | French | French | French | French | French | French | French | French | French | French | French | French | French | French | French | French
| English | English / American | English | English / American | English / American | English / American | English / American | English / American | English / American | English / American | English / American | English / American | English / American | English / American | English / American | English / American
| Spanish | Spanish | Spanish | Spanish | Spanish | Spanish | Spanish | Spanish | Spanish | Spanish | Spanish | Spanish | Spanish | Spanish | Spanish | Spanish
| German | German | German | German | German | German | German | German | German | German | German | German | German | German | German | German
| Italian | Italian | Italian | Italian | Italian | Italian | Italian | Italian | Italian | Italian | Italian | Italian | Italian | Italian | Italian | Italian
| Russian | Russian | Russian | Russian | Russian | Russian | Russian | Russian | Russian | Russian | Russian | Russian | Russian | Russian | Russian | Russian
| Polish | Polish | Polish | Polish | Polish | Polish | Polish | Polish | Polish | Polish | Polish | Polish | Polish | Polish | Polish | Polish
|  | Portuguese : not available | Portuguese |  | Portuguese | Portuguese : not yet available | Portuguese : not yet available | Portuguese | Portuguese | Portuguese | Portuguese | Portuguese | Portuguese | Portuguese | Portuguese | Portuguese
|  | Dutch | Dutch |  | Dutch | Dutch | Dutch | Dutch | Dutch | Dutch | Dutch | Dutch | Dutch | Dutch | Dutch | Dutch
|  | Czech | Czech |  | Czech | Czech | Czech | Czech | Czech | Czech | Czech | Czech | Czech | Czech | Czech | Czech
|  | Hungarian | Hungarian |  | Hungarian | Hungarian | Hungarian | Hungarian | Hungarian | Hungarian | Hungarian | Hungarian | Hungarian | Hungarian | Hungarian | Hungarian
|  | Greek | Greek |  | Greek | Greek | Greek | Greek | Greek | Greek | Greek | Greek | Greek | Greek | Greek | Greek
|  | Turkish : not available |  |  | Turkish | Turkish | Turkish | Turkish | Turkish | Turkish | Turkish | Turkish | Turkish | Turkish | Turkish | Turkish
[5 empty] | Chinese | Chinese | Chinese | Chinese | Chinese | Chinese | Chinese | Chinese | Chinese | Chinese | Chinese | Chinese
P123 | 0 | 0 | 0 | 0 | 0 | 0 | 0 | 0 | 0 | 0 | 0 | 0 | 0 | 0 | 0 | 0
| 1 | 1 | 1 | 1 | 1 | 1 | 1 | 1 | 1 | 1 | 1 | 1 | 1 | 1 | 1 | 1
| 2 | 2 | 2 | 2 | 2 | 2 | 2 | 2 | 2 | 2 | 2 | 2 | 2 | 2 | 2 | 2
| 3 | 3 | 3 | 3 | 3 | 3 | 3 | 3 | 3 | 3 | 3 | 3 | 3 | 3 | 3 | 3
| 4 | 4 | 4 | 4 | 4 | 4 | 4 | 4 | 4 | 4 | 4 | 4 | 4 | 4 | 4 | 4
| 5 | 5 | 5 | 5 | 5 | 5 | 5 | 5 | 5 | 5 | 5 | 5 | 5 | 5 | 5 | 5
| 6 | 6 | 6 | 6 | 6 | 6 | 6 | 6 | 6 | 6 | 6 | 6 | 6 | 6 | 6 | 6
| * | * | 7 | * | 7 | * | * | 7 | 7 | 7 | 7 | 7 | 7 | 7 | 7 | 7
| * | 8 | 8 | * | 8 | 8 | 8 | 8 | 8 | 8 | 8 | 8 | 8 | 8 | 8 | 8
| * | A | A | * | A | A | A | A | A | A | A | A | A | A | A | A
| * | B | B | * | B | B | B | B | B | B | B | B | B | B | B | B
| * | C | C | * | C | C | C | C | C | C | C | C | C | C | C | C
| * | * | * | * | E | E | E | E | E | E | E | E | E | E | E | E
| * | * | * | * | D | D | D | D | D | D | D | D | D | D | D | D
Software Version | Not Applicable with Phase 1 | Software Version | Latest software version | Latest software version | Latest software version | Latest software version | Latest software version | Latest software version | Latest software version | Latest software version | Latest software version | Latest software version | Latest software version | Latest software version | Latest software version | Latest software version
|  |  | Software version | Software version | Software version | Software version | Software version | Software version | Software version | Software version | Software version | Software version | Software version | Software version | Software version | Software version
Major : P123 |  |  | A | A | A | B | B | B | B | B | B | B | C | C | C | C
|  |  | A | A | A | A | A | A | A | A | A | A | B | B | B | B
|  |  | A | A | A | A | A | A | A | A | A | A | A | A | A | A
Minor: P123 |  | A | A | D | E | A | C | D | E | F | F | F | A | B | B | B
|  | A | A | D | E | D | D | E | D | E | E | D | D | A | A | A
|  | A | A | D | E | E | E | E | A | E | E | E | E | F | F | F
|  | A | A | D | E | E | E | E | A | E | E | E | E | E | E | E
|  | A | A | D | E | E | E | E | A | E | E | E | E | D | D | D
|  | A | A | D | E | E | E | E | A | E | E | E | E | C | C | C
|  | A | A | D | E | E | E | E | A | E | E | E | E | A | A | A
|  | A | A | D | E | E | E | E | A | E | E | E | E | E | E | E
Digital Input Voltage | 24 - 60 Vdc | 24 - 60 Vdc | 24 - 60 Vdc | 24 - 60 Vdc | 24 - 250 Vdc / 24 - 240 Vac | 24 - 250 Vdc / 24 - 240 Vac | 24 - 250 Vdc / 24 - 240 Vac | 24 - 60 Vdc | 24 - 60 Vdc | 24 - 60 Vdc | 24 - 60 Vdc | 24 - 60 Vdc | 24 - 60 Vdc | 24 - 250 Vdc / 24 - 240 Vac | 24 - 250 Vdc / 24 - 240 Vac | 105 - 145 Vdc
| 48 - 150 Vdc | 48 - 150 Vdc | 48 - 150 Vdc | 48 - 150 Vdc | 24 - 250 Vdc / 24 - 240 Vac | 24 - 250 Vdc / 24 - 240 Vac | 24 - 250 Vdc / 24 - 240 Vac | 24 - 250 Vdc / 24 - 240 Vac | 24 - 250 Vdc / 24 - 240 Vac | 24 - 250 Vdc / 24 - 240 Vac | 24 - 250 Vdc / 24 - 240 Vac | 24 - 250 Vdc / 24 - 240 Vac | 24 - 250 Vdc / 24 - 240 Vac | 24 - 250 Vdc / 24 - 240 Vac | 24 - 250 Vdc / 24 - 240 Vac | 24 - 250 Vdc
| 48 - 150 Vdc (ac immune) | 48 - 150 Vdc (ac immune) | 105 - 145 Vdc (special application) | 105 - 145 Vdc (special application) - not yet available! | 105 - 145 Vdc (special application) - not yet available! | 105 - 145 Vdc (special application) - not yet available! | 105 - 145 Vdc (special application) - not yet available! | 105 - 145 Vdc (special application) - not yet available! | 105 - 145 Vdc (special application) | 105 - 145 Vdc (special application) | 105 - 145 Vdc (special application) | 105 - 145 Vdc (special application) | 105 - 145 Vdc (special application) | 105 - 145 Vdc | 105 - 145 Vdc | 110 Vdc - 30% / +20%
| 110 Vdc -30% / +20% (special application) | 48 - 250 Vdc / 48 - 250 Vac | 48 - 250 Vdc / 48 - 250 Vac | 48 - 250 Vdc / 48 - 250 Vac | 24 - 250 Vdc / 24 - 240 Vac - not yet available | 24 - 250 Vdc / 24 - 240 Vac | 24 - 250 Vdc / 24 - 240 Vac | 24 - 250 Vdc / 24 - 240 Vac | 24 - 250 Vdc / 24 - 240 Vac | 24 - 250 Vdc / 24 - 240 Vac | 24 - 250 Vdc / 24 - 240 Vac | 24 - 250 Vdc / 24 - 240 Vac | 24 - 250 Vdc / 24 - 240 Vac | 24 - 250 Vdc | 24 - 250 Vdc | 220 Vdc - 30% / +20%
|  | 48 - 250 Vdc (ac immune) | 48 - 150 Vdc (ac immune) | 48 - 150 Vdc (ac immune) - not yet available! | 110 Vdc - 30% / +20% (special application) | 110 Vdc - 30% / +20% (special application) | 110 Vdc - 30% / +20% (special application) | 110 Vdc - 30% / +20% (special application) | 110 Vdc - 30% / +20% (special application) | 110 Vdc - 30% / +20% (special application) | 110 Vdc - 30% / +20% (special application) | 110 Vdc - 30% / +20% (special application) | 110 Vdc - 30% / +20% (special application) | 110 Vdc - 30% / +20% | 110 Vdc - 30% / +20% | 24 - 250 Vdc / 24 - 240 Vac
|  | 105 - 145 Vdc | 48 - 250 Vdc / 48 - 250 Vac | 48 - 250 Vdc / 48 - 250 Vac | 220 Vdc - 30% / +20% (special application) | 220 Vdc - 30% / +20% (special application) | 220 Vdc - 30% / +20% (special application) | 220 Vdc - 30% / +20% (special application) | 220 Vdc - 30% / +20% (special application) | 220 Vdc - 30% / +20% (special application) | 220 Vdc - 30% / +20% (special application) | 220 Vdc - 30% / +20% (special application) | 220 Vdc - 30% / +20% (special application) | 220 Vdc - 30% / +20% | 220 Vdc - 30% / +20%
|  | 110 Vdc -30% / +20% |  | 110 Vdc - 30% / +20% | [9 empty] | 24 - 250 Vdc / 24 - 240 Vac | 24 - 250 Vdc / 24 - 240 Vac
|  | 220 Vdc - 30% / +20% | 220 Vdc - 30% / +20% (special application) | 220 Vdc - 30% / +20%
A | bar: A to C
F | bar: A to C
| H | T | H | * | * | H | H | H | H | H | H | H | H | H | H | V
| M | M | M | M | * | T | T | T | T | T | T | T | T | T | T | W
| T | U | T | * | V | V | V | V | V | V | V | V | V | V | V | Z
| U | H | U | U | W | W | W | W | W | W | W | W | W | W | W | *
| V | V | V | V | * | * | * | * | * | * | * | * | * | Z | Z | *
| W | W | W | W | * | * | * | * | * | * | * | * | * | * | * | *
Major |  | V7. | V10. | V10. | V10. | V11. | V11. | V11. | V11. | V11. | V11. | V11. | V12. | V12. | V12. | V12.
|  | V7. | V10. | V10. | V10. | V10. | V10. | V10. | V10. | V10. | V10. | V10. | V11. | V11. | V11. | V11.
|  | V7. | V10. | V10. | V10. | V10. | V10. | V10. | V10. | V10. | V10. | V10. | V10. | V10. | V10. | V10.
Inrush blocking ? | bar: T M U H to V W Z *
[11 empty] | Yes | Yes | Yes | Yes | Yes | Yes
Mounting option | H T V W: Mounting option :; H T V W: Mounting option :; V W Z *: Mounting option :
[14 empty] | None (default) | None (default) | None (default)
[14 empty] | Pre-fixed HMI (no withdrawability) | Pre-fixed HMI (no withdrawability) | Pre-fixed HMI (no withdrawability)
[14 empty] | Sealed cover | Sealed cover | Sealed cover
[14 empty] | Pre-fixed HMI + Sealed cover | Pre-fixed HMI + Sealed cover | Pre-fixed HMI + Sealed cover
[14 empty] | 0 | 0 | 0
[14 empty] | 1 | 1 | 1
[14 empty] | 2 | 2 | 2
[14 empty] | 3 | 3 | 3